## Index
Sheet | Schedule / Title | Table Total
S1 GENERAL(As and when scope is | SCHEDULE 1 : GENERAL(As and when scope is allocated) Schedule 1: | R
S2 SMALL DIAMETER CLEARWATER SU | SCHEDULE 2 : SMALL DIAMETER CLEARWATER SUPPLY PIPELINES | R
S3 ELECTRICAL MOTORS Schedule 3 | SCHEDULE 3 : ELECTRICAL MOTORS Schedule 3 | R
S4 BALL VALVES | SCHEDULE 4 : BALL VALVES | R
S5 BUTTERFLY VALVES (WAFER TYPE | SCHEDULE 5 : BUTTERFLY VALVES (WAFER TYPE) | R
S6 BUTTERFLY VALVES (DOUBLE FLA | SCHEDULE 6 : BUTTERFLY VALVES (DOUBLE FLANGED) | R
S7 WATERWORKS GATE VALVES | SCHEDULE 7 : WATERWORKS GATE VALVES | R
S8 RESILIENT SEAL GATE VALVES A | SCHEDULE 8 : RESILIENT SEAL GATE VALVES AND SUPPLY OF ALL MATERIAL | R
S9 WAFER PATTERN CHECK VALVES A | SCHEDULE 9 : WAFER PATTERN CHECK VALVES AND THE SUPPLY OF ALL MATERIAL | R
S10 HYDRAULIC FLOW CONTROL VALV | SCHEDULE 10 : HYDRAULIC FLOW CONTROL VALVES AND THE SUPPLY OF ALL MATERIAL | R
S11 SURGE ANTICIPATING CONTROL | SCHEDULE 11 : SURGE ANTICIPATING CONTROL VALVE | R
S12 PUMP (CENTRIFUGAL, AXIAL FL | SCHEDULE 12 : PUMP (CENTRIFUGAL, AXIAL FLOW, VERTICAL OR HORIZONTAL SPLITS, MULTI STAGE) | R
S13 SCREENS (TRASH RACKS) AND T | SCHEDULE 13 : SCREENS (TRASH RACKS) AND THE SUPPLY OF ALL MATERIAL | R
S14 DOSING (CHEMICAL) AND THE S | SCHEDULE 14 : DOSING (CHEMICAL) AND THE SUPPLY OF ALL MATERIAL | R
S15 CHLORINATION SYSTEM AND THE | SCHEDULE 15 : CHLORINATION SYSTEM AND THE SUPPLY OF ALL MATERIAL | R
S16 DAYWORKS | SCHEDULE 16 : DAYWORKS | R
S4 HANDPUMPS | SCHEDULE 4: HANDPUMPS | R
S5 ELEVATED TANKS | SCHEDULE 5: ELEVATED TANKS | R
S6 PVC STORAGE TANK INSTALLATIO | SCHEDULE 6: PVC STORAGE TANK INSTALLATIONS | R
S7 POSITIVE DISPLACEMENT BOREHO | SCHEDULE 7: POSITIVE DISPLACEMENT BOREHOLE PUMPS, COLUMN AND ANCILLIARY PIPEWORK INSTALLATION | R
S8 PUMPHOUSE INSTALLATION FOR B | SCHEDULE 8: PUMPHOUSE INSTALLATION FOR BOREHOLES | R
S9 SUBMERSIBLE PUMPS | SCHEDULE 9: SUBMERSIBLE PUMPS | R
S10 ELECTRIC MOTORS | SCHEDULE 10 : ELECTRIC MOTORS | R
S11 SMALL ELECTRICAL PANELS | SCHEDULE 11 : SMALL ELECTRICAL PANELS | R
S12 DIESEL ENGINES LISTER LV1 | SCHEDULE 12: DIESEL ENGINES: LISTER LV1 | R
S13 DIESEL ENGINES LISTER TR1 | SCHEDULE 13: DIESEL ENGINES: LISTER TR1 | R
S14 DIESEL ENGINES LISTER TR2 | SCHEDULE 14: DIESEL ENGINES: LISTER TR2 | R
S15 DIESEL ENGINES LISTER TR3 | SCHEDULE 15: DIESEL ENGINES: LISTER TR3 | R
SUB-S1 PALISADE FENCING | SUB-SCHEDULE 1: PALISADE FENCING | R
SUB-S1 PALISADE FENCING_1 | SUB-SCHEDULE 1: PALISADE FENCING | R
| Grand Total | R

## S1 GENERAL(As and when scope is
SCHEDULE 1 : GENERAL(As and when scope is allocated) Schedule 1:
Item No | Description | Unit | Qty | Rate | Amount
1.1 | SUMS STATED PROVISIONALLY BY THE ENGINEER Provisional Sums
1.1.1 | For work to be executed (upon specific instruction of the Engineer) by the Contractor and valued in terms of the 'valuation of variations' clause in the conditions of contract (As and when scope is allocated) | sum
1.1.2 | For work to be executed by a Nominated Sub- Contractor | sum
1.1.3 | Overheads, charges and profit on item 1.1.2 | sum
1.1.4 | For work to be executed by a Nominated Emerg- ing Sub-Contractor which is to be employed under this programme | sum
1.1.1 | Overheads, charges and profit on item 1.1.4 for assisting, training, co-ordinating and supervision of a Nominated Emerging Sub-Contractor which is to be employed under this programme | sum
1.1.6 | For work to be executed by a nominated Engineer | sum
1.1.7 | Overheads, charges and profit on item 1.1.6 | sum
1.1.8 | Payment to Eskom in respect of electrical connection fees- | sum
1.1.9 | Overheads, charges and profit on item 1.1.6 | sum
1.2 | PRIME COST ITEMS
1.2.1 | Prime cost of goods or materials to be supplied to the site of the Works upon specific instruction of the Engineer | sum
sum
1.2.2 | Overheads, charges and profit on item 1.2.1 | sum
1.2.3 | Specialist Contractors | sum
1.2.4 | Overheads, charges and profit on item 1.2.3 | sum
TOTAL SCHEDULE 1 CARRIED FORWARD TO SUMMARY |  |  |  | R

## S2 SMALL DIAMETER CLEARWATER SU
SCHEDULE 2 : SMALL DIAMETER CLEARWATER SUPPLY PIPELINES
Item No | Description | Unit | Qty | Rate | Amount
3.1 | Testing of earthing installation for the electrical panel :
3.1.1 | Test earthing of distribution panel back to main earth point (per panel) | no | 1 |  | 0
3.1.2 | Testing of earth connections at light fittings, power points, motors and instrumentation (per circuit ) | no | 1 |  | 0
3.2 | Supply and installation of earthing materials to obtain proper earthing of installation from panel. Installation in conduit, wiring trunking, building trench or ground : ( Excavations measured separately)
3.2.1 | 2,5mm2 bare copper or insulated earth wire | m | 1 |  | 0
3.2.2 | 4mm2 bare copper or insulated earth wire | m | 1 |  | 0
3.2.3 | 6mm2 bare copper or insulated earth wire | m | 1 |  | 0
3.2.4 | 10mm2 bare copper or insulated earth wire | m | 1 |  | 0
3.2.5 | 16mm2 bare copper or insulated earth wire | m | 1 |  | 0
3.2.6 | 25mm2 bare copper or insulated earth wire | m | 1 |  | 0
3.2.7 | 35mm2 bare copper or insulated earth wire | m | 1 |  | 0
3.2.8 | 50mm2 bare copper or insulated earth wire | m | 1 |  | 0
3.2.9 | 70mm2 bare copper or insulated earth wire | m | 1 |  | 0
3.2.10 | 2,5mm2 earth wire end lugged and connected | no | 1 |  | 0
3.2.11 | 4mm2 earth wire end lugged and connected | no | 1 |  | 0
3.2.12 | 6mm2 earth wire end lugged and connected | no | 1 |  | 0
3.2.11 | 10mm2 earth wire end lugged and connected | no | 1 |  | 0
3.2.13 | 16mm2 earth wire end lugged and connected | no | 1 |  | 0
3.2.14 | 25mm2 earth wire end lugged and connected | no | 1 |  | 0
3.2.15 | 35mm2 earth wire end lugged and connected | no | 1 |  | 0
3.2.16 | 50mm2 earth wire end lugged and connected | no | 1 |  | 0
3.2.17 | 70mm2 earth wire end lugged and connected | no | 1 |  | 0
3.2.18 | 1,8 m copper clad steel core earth rod installed in ground, complete with clamp and connections. | no | 1 |  | 0
3.2.19 | 5 x 25 mm copper earth strap installed on surface of structure or cable ladders, including fixings. | m | 1 |  | 0
3.3 | Supply and installation of 600/1 000 V. grade PVC PVC SWA PVC cable in trench or in ground. Fixings or excavations as well as cable ends are measured elsewhere
3.3.1 | 1,5 mm2 3 or 4 core armoured | m | 1 |  | 0
3.3.2 | 2,5 mm2 3 or 4 -core armoured. | m | 1 |  | 0
3.3.3 | 1,5mm2 7-core armoured | m | 1 |  | 0
3.3.4 | 4 mm2 4 core armoured | m | 1 |  | 0
3.3.5 | 6 mm2 4 -core armoured. | m | 1 |  | 0
3.3.6 | 10 mm2 4 core armoured | m | 1 |  | 0
3.3.7 | 16 mm2 4 core armoured | m | 1 |  | 0
3.3.8 | 25 mm2 4 -core armoured. | m | 1 |  | 0
3.3.9 | 35 mm2 4 core armoured | m | 1 |  | 0
3.3.10 | 50 mm2 4 core armoured | m | 1 |  | 0
3.3.11 | 70 mm2 4 core armoured | m | 1 |  | 0
3.3.12 | 95 mm2 4 core armoured | m | 1 |  | 0
3.3.13 | 120 mm2 4 core armoured | m | 1 |  | 0
3.3.14 | 150 mm2 4 core armoured | m | 1 |  | 0
3.3.15 | 185 mm2 4 core armoured | m | 1 |  | 0
3.4 | Supply and installation of 600/1 000 V. grade PVC SWA PVC cable ends complete with lugs, connections to motor terminals, stub bars, small terminals, etc., (include for labels, wire number markers and testing)
3.4.1 | 1,5 mm2 3 or 4 core armoured | no | 1 |  | 0
3.4.2 | 2,5 mm2 3 or 4 -core armoured. | no | 1 |  | 0
3.4.3 | 1,5mm2 7-core armoured | no | 1 |  | 0
3.4.4 | 4 mm2 4 core armoured | no | 1 |  | 0
3.4.5 | 6 mm2 3 -core armoured. | no | 1 |  | 0
3.4.6 | 10 mm2 4 core armoured | no | 1 |  | 0
3.4.7 | 16 mm2 4 core armoured | no | 1 |  | 0
3.4.8 | 25 mm2 3 -core armoured. | no | 1 |  | 0
3.4.9 | 35 mm2 4 core armoured | no | 1 |  | 0
3.4.10 | 50 mm2 4 core armoured | no | 1 |  | 0
3.4.11 | 70 mm2 4 core armoured | no | 1 |  | 0
3.4.12 | 95 mm2 4 core armoured | no | 1 |  | 0
3.4.13 | 120 mm2 4 core armoured | no | 1 |  | 0
3.4.14 | 150 mm2 4 core armoured | no | 1 |  | 0
3.4.15 | 185 mm2 4 core armoured | no | 1 |  | 0
3.5 | Cable Trenches Excavation, laying 150 mm bedding, backfilling in 150mm layers, and stabilising to original stability of cable trench. (660mm wide x 1m deep) :
3.5.1 | Hard rock | m3 | 1 |  | 0
3.5.2 | Soft rock | m3 | 1 |  | 0
3.5.3 | Soil | m3 | 1 |  | 0
3.6 | General maintenance of electrical equipment as per Section 3 of the maintenance specification
3.6.1 | Clean inside and outside of panel (per panel) | no | 1 |  | 0
3.6.2 | Tighten all connections in panel (per panel) | no | 1 |  | 0
3.6.3 | Tighten connections in lock stop button box (per box) | no | 1 |  | 0
3.6.4 | Tighten connections in remote stop-start station box (per box) | no | 1 |  | 0
3.6.5 | Tighten connections in motor connection box, including thermal sensor wiring terminals | no | 1 |  | 0
3.6.6 | Tighten connections at instrument terminals (per instrument) | no | 1 |  | 0
3.6.7 | Repair ends of damaged conductors due to overheating at circuit breakers, contactors, overloads or motor terminals, including installation of ferrules, lugs, heatshrink materials or insulated sleeving :
3.6.7(a) | Conductor sizes up to 16 mm2, per terminal | no | 1 |  | 0
3.6.7(b) | Conductor sizes from 25 mm2 to 50 mm2, per terminal | no | 1 |  | 0
3.6.8 | Testing of single phase or three phase earth leakage unit | no | 1 |  | 0
3.6.9 | Testing of under/over voltage relay or phase monitor relay per unit | no | 1 |  | 0
3.6.10 | Checking of all voltmeters and voltmeter switches for correct operation | no | 1 |  | 0
3.6.11 | Logging of all motor running hour meter readings and trip data of electronic motor protection units on a site (per site) | no | 1 |  | 0
3.6.12 | Checking of all indicator lamps on panel | no | 1 |  | 0
3.6.13 | Replacement of indicator lamps as follows:
3.6.13(a) | Incandescent lamps per lamp | no | 1 |  | 0
3.6.13(b) | LED type removable lamp | no | 1 |  | 0
3.6.13(c) | LED type, whole unit | no | 1 |  | 0
3.6.14 | Checking of all instrumentation fuses on a site (per site) | no | 1 |  | 0
3.6.15 | Replacement of blown fuses as follows:
3.6.15(a) | HRC up to 10 A | no | 1 |  | 0
3.6.15(b) | HRC above 10A and up to 32 A | no | 1 |  | 0
3.6.16 | Checking of all lightning arrestors on a site (per site) | no | 1 |  | 0
3.6.17 | Replacing of lightning arrestors as follows:
3.6.17(a) | Class 2 over voltage surge arrestors - 275V MOV type - 40 kA fault rating | no | 1 |  | 0
3.6.17(b) | Class 2 overvoltage surge arrestors - 275V MOV type - 65 kA fault rating | no | 1 |  | 0
3.6.17(c) | Class 2 overvoltage surge arrestors - 275V MOV type - 100 kA fault rating | no | 1 |  | 0
3.6.17(d) | IT Blitzductor surge arrestor -24V | no | 1 |  | 0
3.6.18 | Transformers from 220Vac to 24Vac | no | 1 |  | 0
| 220Vac to 24Vdc | no | 1 |  | 0
3.7 | Megger testing of 600/ 1000 V cables with both ends of cables disconnected for the following sizes of cable :
3.7(a) | Cables with 3 to 7 cores up to 2,5mm2 per cable | no | 1 |  | 0
3.7(b) | Cable with 3 or 4 cores from 4mm2 to 25mm2 | no | 1 |  | 0
3.7(c) | Cable with 3 or 4 cores from 35mm2 to 50mm2 | no | 1 |  | 0
3.8 | Supply and installation of PVC warning tape in top 300 mm of trench backfill 300 mm of trench backfill | m | 1 |  | 0
3.9 | Supply and fitting of cable labels on ends of cable with strap-on type label with up to 10 digits on label (per label) | no | 1 |  | 0
3.10 | Testing and checking of motors of all size sand comparing current readings with current rating of motor and logging of data as follows per motor:
3.10.1 | Megger between phases and phases and phases to earth and log data (per motor) | no | 1 |  | 0
3.10.2 | Measuring line currents of motor and logging data (per motor) | no | 1 |  | 0
3.11 | Maintenance of panels executing the following various tasks per unit of equipment :
3.11.1 | Inspecting all circuit breakers and testing to see that circuit breakers can handle the current of the particular circuit without tripping under normal load conditions and under transient conditions of motors starting for all sizes and types of circuit breakers, single pole and triple pole, as well as checking for overheating of circuit breakers (per panel) | no | 1 |  | 0
3.11.2 | Inspecting contactors and measuring outgoing voltages to determine if contactors are closing properly and that one or more phase contacts are not malfunctioning or that the contactor is not overheating (per contactor) | no
3.11.3 | Checking that overloads are of correct rating and that setting is correct for the rating of the motor protected with the overload. Also check for malfunctioning of overload and nuisance tripping as well as overheating of overloads. Check that overload is not set for " Auto" reset. (per panel) | no | 1 |  | 0
3.11.4 | Checking and setting of star-delta starter timer for proper changeover of star-to-delta (per timer) | no | 1 |  | 0
3.12 | Installation of Circuit breakers Supply, installation, connection, testing and commissioning of the following circuit breakers for distribution boards or motor controls : (per circuit breaker)
3.12.1 | 100 A TP on-load isolator | no | 1 |  | 0
3.12.2 | 100 - 250 A TP on-load isolator | no | 1 |  | 0
3.12.3 | 160A TP MCB (5kA) | no | 1 |  | 0
| 225A TP MCB (10 kA) | no | 1 |  | 0
3.12.4 | 500 A TP mcb (15 kA) | no | 1 |  | 0
3.12.5 | 750 A TP mcb (25kA) | no | 1 |  | 0
3.12.6 | 1000 A TP ACB - Fixed (65kA)(with tripping unit similar to Micro Logix 2) | no | 1 |  | 0
3.12.7 | 1500 A TP ACB - Withdrawable ( 65kA)(with tripping unit - similar to Micrologix 2) | no | 1 |  | 0
3.12.8 | 2000 A TP ACB - Withdrawable ( 65kA)(with tripping unit - similar to Micrologix 2) | no | 1 |  | 0
3.13 | Installation of Electronic Overload Relays Supply, installation, connection, testing and commissioning of the following protection relays for distribution boards or motor controls : (per relay & CT's as shown)
3.13.1 | Similar or equal to Newelec KC25 with door mounted reset and no CT's | no | 1 |  | 0
3.13.2 | Similar or equal to Newelec KC50 with door mounted reset and 3 x50/5A CT's | no | 1 |  | 0
3.13.3 | Similar or equal to Newelec KC200 with door mounted reset and 3 x200/5A CT's | no | 1 |  | 0
3.13.4 | Similar or equal to Rockwell Automation 825-P with line voltage card | no | 1 |  | 0
3.13.5 | Similar and equal to Rockwell Automation 825-MCM180 CT installed in busbars | no | 1 |  | 0
3.13.5 | Similar and equal to Rockwell Automation 825-MCM420 CT installed in busbars | no | 1 |  | 0
3.13.5 | Similar and equal to Rockwell Automation 825-MCM630 CT installed in busbars | no | 1 |  | 0
3.14 | Installation of Contactors and Components Supply, installation, connection, testing and commissioning of the following equipment for distribution boards or motor controls.
3.14.1 | Complete New Contactor for:
3.14.1(a) | 4 to 5,5kW AC-3 rating contactor (Similar or equal to Siemens) | no | 1 |  | 0
3.14.1(b) | 7,5 to 11kW AC-3 rating contactor (Similar or equal to Siemens) | no | 1 |  | 0
3.14.1(c) | 11 to 15kW AC-3 rating contactor (Similar or equal to Siemens) | no | 1 |  | 0
3.14.1(d) | 18,5kW AC-3 rating contactor (Similar or equal to Siemens) | no | 1 |  | 0
3.14.1(e) | 22kW AC-3 rating contactor (Similar or equal to Siemens) | no | 1 |  | 0
3.14.1(f) | 30kW AC-3 rating contactor (Similar or equal to Siemens) | no | 1 |  | 0
3.14.1(g) | 37kW AC-3 rating contactor (Similar or equal to Siemens) | no | 1 |  | 0
3.14.1(h) | 45kW AC-3 rating contactor (Similar or equal to Siemens) | no | 1 |  | 0
3.14.1(i) | 55kW AC-3 rating contactor (Similar or equal to Siemens) | no | 1 |  | 0
3.14.1(j) | 75kW AC-3 rating contactor (Similar or equal to Siemens) | no | 1 |  | 0
3.14.1(k) | 90kW AC-3 rating contactor (Similar or equal to Siemens) | no | 1 |  | 0
3.14.1(l) | 110kW AC-3 rating contactor (Similar or equal to Siemens) | no | 1 |  | 0
3.14.1(m) | 132kW AC-3 rating contactor (Similar or equal to Siemens) | no | 1 |  | 0
3.14.1(n) | 150kW AC-3 rating contactor (Similar or equal to Siemens) | no | 1 |  | 0
3.14.1(o) | 185kW AC-3 rating contactor (Similar or equal to Siemens) | no | 1 |  | 0
3.14.1(p) | 220kW AC-3 rating contactor (Similar or equal to Siemens) | no | 1 |  | 0
3.14.2 | Replacing contactor contacts per set of three for the following sizes:
3.14.2(a) | 4 to 5,5kW AC-3 rating contactor (Similar or equal to Siemens) | set | 1 |  | 0
3.14.2(b) | 7,5 to 11kW AC-3 rating contactor (Similar or equal to Siemens) | set | 1 |  | 0
3.14.2(c) | 11 to 15kW AC-3 rating contactor (Similar or equal to Siemens) | set | 1 |  | 0
3.14.2(d) | 18,5kW AC-3 rating contactor (Similar or equal to Siemens) | set | 1 |  | 0
3.14.2(e) | 22kW AC-3 rating contactor (Similar or equal to Siemens) | set | 1 |  | 0
3.14.2(f) | 30kW AC-3 rating contactor (Similar or equal to Siemens) | set | 1 |  | 0
3.14.2(g) | 37kW AC-3 rating contactor(Similar or equal to Siemens) | set | 1 |  | 0
3.14.2(h) | 45kW AC-3 rating contactor (Similar or equal to Siemens) | set | 1 |  | 0
3.14.2(i) | 55kW AC-3 rating contactor (Similar or equal to Siemens) | set | 1 |  | 0
3.14.2(j) | 75kW AC-3 rating contactor (Similar or equal to Siemens) | set | 1 |  | 0
3.14.2(k) | 90kW AC-3 rating contactor (Similar or equal to Siemens) | set | 1 |  | 0
3.14.2(l) | 110kW AC-3 rating contactor (Similar or equal to Siemens) | set | 1 |  | 0
3.14.2(m) | 132kW AC-3 rating contactor (Similar or equal to Siemens) | set | 1 |  | 0
3.14.2(n) | 150kW AC-3 rating contactor (Similar or equal to Siemens) | set | 1 |  | 0
3.14.2(o) | 185kW AC-3 rating contactor (Similar or equal to Siemens) | set | 1 |  | 0
3.14.2(p) | 220kW AC-3 rating contactor (Similar or equal to Siemens) | set | 1 |  | 0
3.14.3 | Replacing contactor coil in the following sizes of contactors:
3.14.3(a) | 4 to 5,5kW AC-3 rating contactor (Similar or equal to Siemens) | no | 1 |  | 0
3.14.3(b) | 7,5 to 11kW AC-3 rating contactor (Similar or equal to Siemens) | no | 1 |  | 0
3.14.3(c) | 11 to 15kW AC-3 rating contactor (Similar or equal to Siemens) | no | 1 |  | 0
3.14.3(d) | 18,5kW AC-3 rating contactor (Similar or equal to Siemens) | no | 1 |  | 0
3.14.3(e) | 22kW AC-3 rating contactor (Similar or equal to Siemens) | no | 1 |  | 0
3.14.3(f) | 30kW AC-3 rating contactor (Similar or equal to Siemens) | no | 1 |  | 0
3.14.3(g) | 37kW AC-3 rating contactor (Similar or equal to Siemens) | no | 1 |  | 0
3.14.3(h) | 45kW AC-3 rating contactor (Similar or equal to Siemens) | no | 1 |  | 0
3.14.3(i) | 55kW AC-3 rating contactor (Similar or equal to Siemens) | no | 1 |  | 0
3.14.3(j) | 75kW AC-3 rating contactor (Similar or equal to Siemens) | no | 1 |  | 0
3.14.3(k) | 90kW AC-3 rating contactor (Similar or equal to Siemens) | no | 1 |  | 0
3.14.3(l) | 110kW AC-3 rating contactor (Similar or equal to Siemens) | no | 1 |  | 0
3.14.3(m) | 132kW AC-3 rating contactor (Similar or equal to Siemens) | no | 1 |  | 0
3.14.3(n) | 150kW AC-3 rating contactor (Similar or equal to Siemens) | no | 1 |  | 0
3.14.3(o) | 185kW AC-3 rating contactor (Similar or equal to Siemens) | no | 1 |  | 0
3.14.3(p) | 220kW AC-3 rating contactor (Similar or equal to Siemens) | no | 1 |  | 0
3.15 | Installation of Standard Adjustable Overloads
Supply, installation, connection, testing and commissioning of the following adjustable (standard electronic) motor overloads for motor controls.
3.15(a) | 0,1 - 1A | set | 1 |  | 0
3.15(b) | 1,6 - 5 A | set | 1 |  | 0
3.15(c) | 12 - 32 A | set | 1 |  | 0
3.15(d) | 14 - 45A | set | 1 |  | 0
3.15(e) | 23 - 75A | set | 1 |  | 0
3.15(f) | 60 - 85A | set | 1 |  | 0
3.16 | Replacing star-delta timer for star-delta starters as follows: (per unit)
3.16(a) | Electronic type | no | 1 |  | 0
3.16(b) | Magnetic type | no | 1 |  | 0
3.16(c) | Vacuum type | no | 1 |  | 0
3.17 | Motor Control Centres (complete assemblies)
Design drawings, manufacture, supply, delivery, installation, connections, testing and commissioning of floor standing motor control centre cabinets consisting of 2mm 3CR12 steel, powder coated, and each cabinet with dimension of not less than 2000mm high x 700mm wide x 600 mm deep and complete with internal sheet steel divisions, busbars, busbar supports, ventilation openings and gland plates for :
3.17.1 | Main incoming power panel for loads not exceeding 150A (complete assembly) (Supply Dwg. W0031-WTE/1)(test certificate in accordance with SANS 1765) (<10kA) | no | 1 |  | 0
3.17.2 | Main incoming power panel for loads from 150 to 450A, excluding main circuit breaker. (Supply to Dwg. W0031-WTE/2)(test certificate in accordance with SANS 1765)(<10kA) | no | 1 |  | 0
3.17.3 | Main incoming power panel for loads from 550 to 750A, excluding main circuit breaker. (Supply to Dwg. W0031-WTE/2)(test certificate in accordance with SANS 1473)(>10kA) | no | 1 |  | 0
3.17.4 | Main incoming power panel for loads from 750 to 1500A, excluding main circuit breaker. (Supply to Dwg. W0031-WTE/2)(test certificate in accordance with SANS 1473)(>10kA) | no | 1 |  | 0
3.17.5 | DOL starter panel with standard overload for motors up to 11 kW (excluding motor mcb (miniature circuit breaker) and contactor) | no | 1 |  | 0
3.17.6 | DOL starter panel with electronic overload for motors up to 11 kW (excluding motor mcb, electronic overload and contactor) | no | 1 |  | 0
3.17.7 | Star-delta starter panel with electronic overload for motors from 15kW up to 22 Kw (excluding motor mcb, contactors & electronic overload relay) | no | 1 |  | 0
3.17.8 | Star-delta starter panel with electronic overload for motors from 30kW up to 55 Kw (excluding motor mcb, contactors & electronic overload relay) | no | 1 |  | 0
3.17.9 | Star-delta starter panel with electronic overload for motors from 90kW up to 132 Kw (excluding motor mcb, contactors & electronic overload relay) | no | 1 |  | 0
0
3.17.10 | Star-delta starter panel with electronic overload for motors from 150kW up to 220 Kw (excluding motor mcb, contactors & electronic overload relay) | no | 1 |  | 0
0
3.17.11 | Variable speed drive for motors from 22kW | no | 1 | 0 | 0
| 30kW | no | 1
| 37KW | no | 1
| 45kW | no | 1
| 55kW | no
| 75kW | no | 1 |  | 0
| 90kW | no | 1 |  | 0
3.17.12 | Voltage Invectors from 220V up to 400V | no | 1 |  | 0
0
3.17.13 | Voltage Regulator 75kVA | no | 1 |  | 0
3.18 | Drawing up and delivery of "As Built"drawings of boards to the Department for the following : |  |  |  | 0
0
3.18.1 | 12 way power distribution board | no | 1 |  | 0
0
3.18.2 | 24 way power distribution board | no | 1 |  | 0
0
3.18.3 | Motor control centre with main incoming panel and up to 2 starters | no | 1 |  | 0
0
3.18.4 | Motor control centre with main incoming panel and up to 4 starters | no | 1 |  | 0
3.19 | Mark-up rates |  |  |  | 0
0
3.19.1 | Percentage mark-up on rates listed in term contracts | % |  | %
0
3.19.2 | Percentage mark-up on items (with attached invoices) approved by the Employer or his representative for materials, (other than those set out in this list) used in the execution of work ordered by the Employer | % |  | %
3.20 | Tip Trucks |  |  |  | 0
3.20(a) | 6 m³ | Km | 1 |  | 0
3.20(b) | 10 m³ | Km | 1 |  | 0
3.21 | Flat bed trucks |  |  |  | 0
3.21(a) | 5t | Km | 1 |  | 0
3.21(b) | 7t | Km | 1 |  | 0
3.22 | LDV |  |  |  | 0
3.22(a) | 2 x 4WD | Km | 1 |  | 0
3.22(b) | 4 x 4WD | Km | 1 |  | 0
Subtotal
| TOTAL OF SCHEDULE 2 CARRIED FORWARD TO SUMMARY |  |  | R | R

## S3 ELECTRICAL MOTORS Schedule 3
SCHEDULE 3 : ELECTRICAL MOTORS Schedule 3
Item No | Description | Unit | Qty | Rate | Amount
4.1 | Megger testing of electric motors between phases and between phase and frame (earth) & report findings to Department. | no | 1 |  | 0
4.2 | Disconnection and removal of existing electric motors and placing in store of Department or delivery to position required by Department for:
4.2.1 | Motors of 5,5 and 7,5 kW | no | 1 |  | 0
4.2.2 | Motors of 11 up to 18,5 kW | no | 1 |  | 0
4.2.3 | Motors of 22 up to 37 kW | no | 1 |  | 0
4.2.4 | Motors of 45 up to 75 kW | no | 1 |  | 0
4.2.5 | Up to 110 kW | no | 1 |  | 0
4.2.6 | Up to 160 kW | no | 1 |  | 0
4.2.7 | Up to 200 KW | no | 1 |  | 0
4.2.8 | Up to 260 KW | no | 1 |  | 0
4.2.9 | Motor 220 KW | no | 1 |  | 0
4.3 | Installation and connection of existing motors for pumps, including shaft alignment of motor for V-belts or pump coupling for:
4.3.1 | Motors of 5,5 and 7,5 kW, TEFC, foot mounted | no | 1 |  | 0
4.3.2 | Motors of 11 up to 18,5 kW, TEFC, foot mounted | no | 1 |  | 0
4.3.3 | Motors of 22 up to 37 kW, TEFC, foot mounted | no | 1 |  | 0
4.3.4 | Motors of 45 up to 75 kW, TEFC, foot mounted | no | 1 |  | 0
4.3.5 | Motors of 90 and 110 kW, TEFC, foot mounted | no | 1 |  | 0
4.3.6 | Motor 132 kW, TEFC, foot mounted | no | 1 |  | 0
4.3.7 | Motor 150 kW, TEFC, foot mounted | no | 1 |  | 0
4.3.8 | Motor 185 kW, TEFC, foot mounted | no | 1 |  | 0
4.3.9 | Motor 220 kW, TEFC, foot mounted | no | 1 |  | 0
4.3.10 | Motor 250 kW, TEFC, foot mounted | no | 1
4.3.11 | Motor 400 kW, TEFC, foot mounted | no | 1
4.3.12 | Motor 500 kW, TEFC, foot mounted | no | 1
4.3.13 | Motor 660 kW, TEFC, foot mounted | no | 1
4.3.14 | Motors of 5,5 and 7,5 kW, TEFC, flange mounted | no | 1 |  | 0
4.3.15 | Motors of 11 and 15 kW, TEFC, flange mounted | no | 1 |  | 0
4.3.16 | Motors of 18,5 and 22 kW, TEFC, flange mounted | no | 1 |  | 0
4.4 | Supply, installation, connection, testing and commissioning of new motors for pumps, including shaft alignment of motor for V-belts or pump coupling for:
4.4.1 | 5,5 kW,400/230 V, TEFC, foot mounted | no | 1 |  | 0
4.4.2 | 7,5 kW, 400/230 V, TEFC, foot mounted | no | 1 |  | 0
4.4.3 | 11 kW, 400/230 V, TEFC, foot mounted | no | 1 |  | 0
4.4.4 | 15 kW, 400/230 V, TEFC, foot mounted | no | 1 |  | 0
4.4.5 | 18,5 kW, 400/230 V, TEFC, foot mounted | no | 1 |  | 0
4.4.6 | 22 kW, 400/230 V, TEFC, foot mounted | no | 1 |  | 0
4.4.7 | 30 kW, 400/230 V, TEFC, foot mounted | no | 1 |  | 0
4.4.8 | 37 kW, 400/230 V, TEFC, foot mounted | no | 1 |  | 0
4.4.9 | 45 kW, 400/230 V, TEFC, foot mounted | no | 1 |  | 0
4.4.10 | 55 kW, 400/230 V, TEFC, foot mounted | no | 1 |  | 0
4.4.11 | 75 kW, 400/230 V, TEFC, foot mounted | no | 1 |  | 0
4.4.12 | 90 kW, 400/230 V, TEFC, foot mounted | no | 1 |  | 0
4.4.13 | 110 kW, 400/230 V, TEFC, foot mounted | no | 1 |  | 0
4.4.14 | 132 kW, 400/230 V, TEFC, foot mounted | no
|  |  | 1 |  | 0
4.4.15 | 185 kW, 400/230 V, TEFC, foot mounted | no
|  |  | 1 |  | 0
4.4.16 | 220 kW, 400/230 V, TEFC, foot mounted | no
|  |  | 1 |  | 0
4.4.17 | 5,5 kW,400/230 V, TEFC, flange mounted | no | 1
4.4.18 | 7,5 kW, 400/230 V, TEFC, flange mounted | no | 1 |  | 0
4.4.19 | 11 kW, 400/230 V, TEFC, flange mounted | no | 1 |  | 0
4.4.20 | 15 kW, 400/230 V, TEFC, flange mounted | no | 1 |  | 0
4.4.21 | 18,5 kW, 400/230 V, TEFC, flange mounted | no | 1 |  | 0
4.4.22 | 22 kW, 400/230 V, TEFC, flange mounted | no | 1 |  | 0
4.5 | Disconnection, removal and transportation of existing motors to re-winders, rewinding of motors, replacement of bearings, testing of motor in factory, installation of motor on site, connection of motor, alignment of motor shaft for V-belts or pump coupling, testing of motor on site and commissioning for :
4.5.1 | 5,5 kW,400/230 V, TEFC, foot mounted | no | 1 |  | 0
4.5.2 | 7,5 kW, 400/230 V, TEFC, foot mounted | no | 1 |  | 0
4.5.3 | 11 kW, 400/230 V, TEFC, foot mounted | no | 1 |  | 0
4.5.4 | 15 kW, 400/230 V, TEFC, foot mounted | no | 1 |  | 0
4.5.5 | 18,5 kW, 400/230 V, TEFC, foot mounted | no | 1 |  | 0
4.5.6 | 22 kW, 400/230 V, TEFC, foot mounted | no | 1 |  | 0
4.5.7 | 30 kW, 400/230 V, TEFC, foot mounted | no | 1 |  | 0
4.5.8 | 37 kW, 400/230 V, TEFC, foot mounted | no | 1 |  | 0
4.5.9 | 45 kW, 400/230 V, TEFC, foot mounted | no | 1 |  | 0
4.5.10 | 55 kW, 400/230 V, TEFC, foot mounted | no | 1 |  | 0
4.5.11 | 75 kW, 400/230 V, TEFC, foot mounted | no | 1 |  | 0
4.5.12 | 90 kW, 400/230 V, TEFC, foot mounted | no | 1 |  | 0
4.5.19 | 11 kW, 400/230 V, TEFC, flange mounted | no | 1 |  | 0
4.5.20 | 15 kW, 400/230 V, TEFC, flange mounted | no | 1 |  | 0
4.5.21 | 18,5 kW, 400/230 V, TEFC, flange mounted | no | 1 |  | 0
4.5.22 | 22 kW, 400/230 V, TEFC, flange mounted | no | 1 |  | 0
4.6 | Mark-up rates
4.6.1 | Percentage mark-up on rates listed in term contracts | % |  | %
4.6.2 | Percentage mark-up on items (with attached invoices) approved by the Employer or his representative for materials, (other than those set out in this list used in the execution of work ordered by the Employer | % |  | %
4.7 | Tip Trucks
4.70(a) | 6 m3 | Km | 1 |  | 0
4.70(b) | 10 m3 | Km | 1 |  | 0
4.71 | Flat bed trucks
4.71(a) | 5t | Km | 1 |  | 0
4.71(b) | 7t | Km | 1 |  | 0
4.72 | LDV
4.72(a) | 2 x 4WD | Km | 1 |  | 0
4.72(b) | 4 x 4WD | Km | 1 |  | 0
| Subtotal |  |  | R | R
| TOTAL OF SCHEDULE 3 CARRIED FORWARD TO SUMMARY |  |  | R | R

## S4 BALL VALVES
SCHEDULE 4 : BALL VALVES
Item No | Description | Unit | Qty | Rate | Amount
5 | 5. BALL VALVES Ball valve with split body; straight through pigable bore, ball supported by a double-offset bearing arrangement, with resilient seal. Note: Rates to include the cost of all staff required plus overheads where appropriate and the guarantee of all parts, materials and workmanship, but exclude the cost of spares unless the latter is specified.
5.1 | Servicing and repair of existing valves in the following diameters; 25 bar rating:
5.1.1 | 5.1.1 Remove valve
5.1.1(a) | 150 DN | no | 1 |  | 0
5.1.1(b) | 200 DN | no | 1 |  | 0
5.1.2 | 5.1.2 Transport from site
5.1.2(a) | 150 DN | no | 1 |  | 0
5.1.2(b) | 200 DN | no | 1 |  | 0
5.1.3 | 5.1.3 Dismantle
5.1.3(a) | 150 DN | no | 1 |  | 0
5.1.3(b) | 200 DN | no | 1 |  | 0
5.1.4 | 5.1.4 Blast
5.1.4(a) | 150 DN | no | 1 |  | 0
5.1.4(b) | 200 DN | no | 1 |  | 0
5.1.5 | 5.1.5 Clean
5.1.5(a) | 150 DN | no | 1 |  | 0
5.1.5(b) | 200 DN | no | 1 |  | 0
5.1.6 | 5.1.6 Inspect
5.1.6(a) | 150 DN | no | 1 |  | 0
5.1.6(b) | 200 DN | no | 1 |  | 0
5.1.7 | 5.1.7 Submit inspection report
5.1.7(a) | 150 DN | no | 1 |  | 0
5.1.7(b) | 200 DN | no | 1 |  | 0
5.1.8 | 5.1.8 Lap
5.1.8(a) | 150 DN | no | 1 |  | 0
5.1.8(b) | 200 DN | no | 1 |  | 0
5.1.9 | 5.1.9 Re-blast
5.1.9(a) | 150 DN | no | 1 |  | 0
5.1.9(b) | 200 DN | no | 1 |  | 0
5.1.10 | 5.1.10 Epoxy coat (min thickness 300 micron)
5.1.10(a) | 150 DN | no | 1 |  | 0
5.1.10(b) | 200 DN | no | 1 |  | 0
5.1.11 | 5.1.11 Reassemble
5.1.11(a) | 150 DN | no | 1 |  | 0
5.1.11(b) | 200 DN | no | 1 |  | 0
5.1.12 | 5.1.12 Pressure test
5.1.12(a) | 150 DN | no | 1 |  | 0
5.1.12(b) | 200 DN | no | 1 |  | 0
5.1.13 | 5.1.13 Submit pressure test certificate
5.1.13(a) | 150 DN | no | 1 |  | 0
5.1.13(b) | 200 DN | no | 1 |  | 0
5.1.14 | 5.1.14 Install
5.1.14(a) | 150 DN | no | 1 |  | 0
5.1.14(b) | 200 DN | no | 1 |  | 0
5.1.15 | 5.1.15 Commission
5.1.15(a) | 150 DN | no | 1 |  | 0
5.1.15(b) | 200 DN | no | 1 |  | 0
5.2 | Supply, install and commission the following completely new ball valves, flanged, gear operated with handwheel:
5.2(a) | 150 DN PN 25 | no | 1 |  | 0
ref. no. ……………………………………….. Name of Manufacturer: ………………………………………………….
5.2(b) | 200 DN PN 25 | no | 1 |  | 0
ref. no. ……………………………………….. Name of Manufacturer: ………………………………………………….
5.3 | Mark-up rates
5.3.1 | 5.3.1 Percentage mark-up on rates listed on term contracts | % |  | %
5.3.2 | 5.3.2 Percentage mark-up on items (with attached invoices) approved by the Employer or his representative for materials, (other than those set out in this list) used in execution of work ordered by the Employer. | % |  | %
5.4 | Tip trucks
5.4(a) | 6 m3 | km | 1 |  | 0
5.4(b) | 10 m3 | km | 1 |  | 0
5.5 | Flat bed trucks
5.5(a) | 5t | km | 1 |  | 0
5.5(b) | 7t | km | 1 |  | 0
5.6 | 5.6 LDV | km | 1 |  | 0
5.6(a) | 2 x 4WD | km | 1 |  | 0
5.6(b) | 4 x 4WD | km | 1 |  | 0
| Subtotal |  |  | R | R
| TOTAL OF SCHEDULE 4 CARRIED FORWARD TO SUMMARY |  |  | R | R

## S5 BUTTERFLY VALVES (WAFER TYPE
SCHEDULE 5 : BUTTERFLY VALVES (WAFER TYPE)
Item No | Description | Unit | Qty | Rate | Amount
6 | BUTTERFLY VALVES (Wafer Type) Handlever or geared operator, with or without actuator. Note: Rates to include the cost of all staff required plus overheads where appropriate and the guarantee of all parts, materials and workmanship, but exclude the cost of spares unless the latter is specified.
6.1 | Servicing and repair of existing valves in the following diameters and pressure ratings:
6.1.1 | Remove valve a) 100 DN
6.1.1(i) | PN 16 | no | 1 |  | 0
6.1.1(ii) | PN 25 | no | 1 |  | 0
6.1.1(iii) | PN 40 | no | 1 |  | 0
b) 150 DN
6.1.1(i) | PN 16 | no | 1 |  | 0
6.1.1(ii) | PN 25 | no | 1 |  | 0
6.1.1(iii) | PN 40 | no | 1 |  | 0
| c) 200 DN | no |  |  | 0
6.1.1(i) | PN 16 | no | 1 |  | 0
6.1.1(ii) | PN 25 | no | 1 |  | 0
6.1.1(iii) | PN 40 | no | 1 |  | 0
6.1.2 | Dismantle a) 100 DN
6.1.2(i) | PN 16 | no | 1 |  | 0
6.1.2(ii) | PN 25 | no | 1 |  | 0
6.1.2(iii) | PN 40 | no | 1 |  | 0
| b) 150 DN | no | 1 |  | 0
6.1.2(i) | PN 16 | no | 1 |  | 0
6.1.2(ii) | PN 25 | no | 1 |  | 0
6.1.2(iii) | PN 40 | no | 1 |  | 0
| c) 200 DN | no | 1
6.1.2(i) | PN 16 | no | 1 |  | 0
6.1.2(ii) | PN 25 | no | 1 |  | 0
6.1.2(iii) | PN 40 | no | 1 |  | 0
6.1.3 | Blast a) 100 DN
6.1.3(i) | PN 16 | no | 1 |  | 0
6.1.3(ii) | PN 25 | no | 1 |  | 0
6.1.3(iii) | PN 40 | no | 1 |  | 0
| b) 150 DN | no | 1 |  | 0
6.1.3(i) | PN 16 | no | 1 |  | 0
6.1.3(ii) | PN 25 | no | 1 |  | 0
6.1.3(iii) | PN 40 | no | 1 |  | 0
c) 200 DN
6.1.3(i) | PN 16 | no | 1 |  | 0
6.1.3(ii) | PN 25 | no | 1 |  | 0
6.1.3(iii) | PN 40 | no | 1 |  | 0
6.1.4 | Clean a) 100 DN
6.1.4(i) | PN 16 | no | 1 |  | 0
6.1.4(ii) | PN 25 | no | 1 |  | 0
6.1.4(iii) | PN 40 | no | 1 |  | 0
b) 150 DN
6.1.4(i) | PN 16 | no | 1 |  | 0
6.1.4(ii) | PN 25 | no | 1 |  | 0
6.1.4(iii) | PN 40 | no | 1 |  | 0
c) 200 DN
6.1.4(i) | PN 16 | no | 1 |  | 0
6.1.4(ii) | PN 25 | no | 1 |  | 0
6.1.4(iii) | PN 40 | no | 1 |  | 0
6.1.5 | Inspect a) 100 DN
6.1.5(i) | PN 16 | no | 1 |  | 0
6.1.5(ii) | PN 25 | no | 1 |  | 0
6.1.5(iii) | PN 40 | no | 1 |  | 0
b) 150 DN
6.1.5(i) | PN 16 | no | 1 |  | 0
6.1.5(ii) | PN 25 | no | 1 |  | 0
6.1.5(iii) | PN 40 | no | 1 |  | 0
c) 200 DN
6.1.5(i) | PN 16 | no | 1 |  | 0
6.1.5(ii) | PN 25 | no | 1 |  | 0
6.1.5(iii) | PN 40 | no | 1 |  | 0
6.1.6 | Submit inspection report a) 100 DN
6.1.6(i) | PN 16 | no | 1 |  | 0
6.1.6(ii) | PN 25 | no | 1 |  | 0
6.1.6(iii) | PN 40 | no | 1 |  | 0
b) 150 DN
6.1.6(i) | PN 16 | no | 1 |  | 0
6.1.6(ii) | PN 25 | no | 1 |  | 0
6.1.6(iii) | PN 40 | no | 1 |  | 0
c) 200 DN
6.1.6(i) | PN 16 | no | 1 |  | 0
6.1.6(ii) | PN 25 | no | 1 |  | 0
6.1.6(iii) | PN 40 | no | 1 |  | 0
6.1.7 | Lap a) 100 DN
6.1.7(i) | PN 16 | no | 1 |  | 0
6.1.7(ii) | PN 25 | no | 1 |  | 0
6.1.7(iii) | PN 40 | no | 1 |  | 0
b) 150 DN
6.1.7(i) | PN 16 | no | 1 |  | 0
6.1.7(ii) | PN 25 | no | 1 |  | 0
6.1.7(iii) | PN 40 | no | 1 |  | 0
c) 200 DN
6.1.7(i) | PN 16 | no | 1 |  | 0
6.1.7(ii) | PN 25 | no | 1 |  | 0
6.1.7(iii) | PN 40 | no | 1 |  | 0
6.1.8 | Re-blast a) 100 DN
6.1.8(i) | PN 16 | no | 1 |  | 0
6.1.8(ii) | PN 25 | no | 1 |  | 0
6.1.8(iii) | PN 40 | no | 1 |  | 0
b) 150 DN
6.1.8(i) | PN 16 | no | 1 |  | 0
6.1.8(ii) | PN 25 | no | 1 |  | 0
6.1.8(iii) | PN 40 | no | 1 |  | 0
c) 200 DN
6.1.8(i) | PN 16 | no | 1 |  | 0
6.1.8(ii) | PN 25 | no | 1 |  | 0
6.1.8(iii) | PN 40 | no | 1 |  | 0
6.1.9 | Epoxy coat (min thickness 300 micron) a) 100 DN
6.1.9(i) | PN 16 | no | 1 |  | 0
6.1.9(ii) | PN 25 | no | 1 |  | 0
6.1.9(iii) | PN 40 | no | 1 |  | 0
b) 150 DN
6.1.9(i) | PN 16 | no | 1 |  | 0
6.1.9(ii) | PN 25 | no | 1 |  | 0
6.1.9(iii) | PN 40 | no | 1 |  | 0
c) 200 DN
6.1.9(i) | PN 16 | no | 1 |  | 0
6.1.9(ii) | PN 25 | no | 1 |  | 0
6.1.9(iii) | PN 40 | no | 1 |  | 0
6.1.10 | Reassemble a) 100 DN
6.1.10(i) | PN 16 | no | 1 |  | 0
6.1.10(ii) | PN 25 | no | 1 |  | 0
6.1.10(iii) | PN 40 | no | 1 |  | 0
b) 150 DN
6.1.10(i) | PN 16 | no | 1 |  | 0
6.1.10(ii) | PN 25 | no | 1 |  | 0
6.1.10(iii) | PN 40 | no | 1 |  | 0
c) 200 DN
6.1.10(i) | PN 16 | no | 1 |  | 0
6.1.10(ii) | PN 25 | no | 1 |  | 0
6.1.10(iii) | PN 40 | no | 1 |  | 0
6.1.11 | Pressure test a) 100 DN
6.1.11(i) | PN 16 | no | 1 |  | 0
6.1.11(ii) | PN 25 | no | 1 |  | 0
6.1.11(iii) | PN 40 | no | 1 |  | 0
b) 150 DN
6.1.11(i) | PN 16 | no | 1 |  | 0
6.1.11(ii) | PN 25 | no | 1 |  | 0
6.1.11(iii) | PN 40 | no | 1 |  | 0
c) 200 DN
6.1.11(i) | PN 16 | no | 1 |  | 0
6.1.11(ii) | PN 25 | no | 1 |  | 0
6.1.11(iii) | PN 40 | no | 1 |  | 0
6.1.12 | Submit pressure test certificate a) 100 DN
6.1.12(i) | PN 16 | no | 1 |  | 0
6.1.12(ii) | PN 25 | no | 1 |  | 0
6.1.12(iii) | PN 40 | no | 1 |  | 0
b) 150 DN
6.1.12(i) | PN 16 | no | 1 |  | 0
6.1.12(ii) | PN 25 | no | 1 |  | 0
6.1.12(iii) | PN 40 | no | 1 |  | 0
c) 200 DN
6.1.12(i) | PN 16 | no | 1 |  | 0
6.1.12(ii) | PN 25 | no | 1 |  | 0
6.1.12(iii) | PN 40 | no | 1 |  | 0
6.1.13 | Install a) 100 DN
6.1.13(i) | PN 16 | no | 1 |  | 0
6.1.13(ii) | PN 25 | no | 1 |  | 0
6.1.13(iii) | PN 40 | no | 1 |  | 0
b) 150 DN
6.1.13(i) | PN 16 | no | 1 |  | 0
6.1.13(ii) | PN 25 | no | 1 |  | 0
6.1.13(iii) | PN 40 | no | 1 |  | 0
c) 200 DN
6.1.13(i) | PN 16 | no | 1 |  | 0
6.1.13(ii) | PN 25 | no | 1 |  | 0
6.1.13(iii) | PN 40 | no | 1 |  | 0
6.1.14 | Commission a) 100 DN
6.1.14(i) | PN 16 | no | 1 |  | 0
6.1.14(ii) | PN 25 | no | 1 |  | 0
6.1.14(iii) | PN 40 | no | 1 |  | 0
b) 150 DN
6.1.14(i) | PN 16 | no | 1 |  | 0
6.1.14(ii) | PN 25 | no | 1 |  | 0
6.1.14(iii) | PN 40 | no | 1 |  | 0
c) 200 DN
6.1.14(i) | PN 16 | no | 1 |  | 0
6.1.14(ii) | PN 25 | no | 1 |  | 0
6.1.14(iii) | PN 40 | no | 1 |  | 0
6.2 | Supply, install and commission the following completely new gear operated (with handwheel) wafer type butterfly valves: a) 100 DN
6.2(i) | PN 16 ref. no. …………………………… | no | 1 |  | 0
6.2(ii) | PN 25 ref. no. …………………………… | no | 1 |  | 0
6.2(iii) | PN 40 ref. no. ………………………….. | no | 1 |  | 0
Name of Manufacturer: …………………………………………………. b) 150 DN
6.2(i) | PN 16 ref. no. …………………………… | no | 1 |  | 0
6.2(ii) | PN 25 ref. no. …………………………… | no | 1 |  | 0
6.2(iii) | PN 40 ref. no. ………………………….. | no | 1 |  | 0
Name of Manufacturer: …………………………………………………. c) 200 DN
6.2(i) | PN 16 ref. no. …………………………… | no | 1 |  | 0
6.2(ii) | PN 25 ref. no. …………………………… | no | 1 |  | 0
6.2(iii) | PN 40 ref. no. ………………………….. | no | 1 |  | 0
Name of Manufacturer: ………………………………………………….
6.3 | Mark-up rates
6.3.1 | Percentage mark-up on rates listed on term contracts | % |  | %
6.3.2 | Percentage mark-up on items (with attached invoices) approved by the Employer or his representative for materials, (other than those set out in this list) used in execution of work ordered by the Employer. | % |  | %
6.4 | Tip trucks
6.4(a) | 6 m3 | km | 1 |  | 0
6.4(b) | 10 m3 | km | 1 |  | 0
6.5 | Flat bed trucks
6.5(a) | 5t | km | 1 |  | 0
6.5(b) | 7t | km | 1 |  | 0
6.6 | LDV
6.6(a) | 2 x 4WD | km | 1 |  | 0
6.6(b) | 4 x 4WD | km | 1 |  | 0
| Subtotal |  |  | R | R
| SUBTOTAL TOTAL SCHEDULE 5 CARRIED FORWARD TO SUMMARY |  |  | R | R

## S6 BUTTERFLY VALVES (DOUBLE FLA
SCHEDULE 6 : BUTTERFLY VALVES (DOUBLE FLANGED)
Item No | Description | Unit | Qty | Rate | Amount
7 | BUTTERFLY VALVES (Double Flanged) Gear operated, with or without actuator.
Note: Rates to include the cost of all staff required plus overheads where appropriate and the guarantee of all parts, materials and workmanship, but ex- clude the cost of spares unless the latter is specified.
7.1 | Servicing and repair of existing valves in the following dia- meters and pressure ratings:
7.1.1 | Remove valve a) 100 DN
7.1.1(i) | PN 16 | no | 1 |  | 0
7.1.1(ii) | PN 25 | no | 1 |  | 0
7.1.1(iii) | PN 40 | no | 1 |  | 0
b) 150 DN
7.1.1(i) | PN 16 | no | 1 |  | 0
7.1.1(ii) | PN 25 | no | 1 |  | 0
7.1.1(iii) | PN 40 | no | 1 |  | 0
c) 200 DN
7.1.1(i) | PN 16 | no | 1 |  | 0
7.1.1(ii) | PN 25 | no | 1 |  | 0
7.1.1(iii) | PN 40 | no | 1 |  | 0
d) 250 DN
7.1.1(i) | PN 16 | no | 1 |  | 0
7.1.1(ii) | PN 25 | no | 1 |  | 0
7.1.1(iii) | PN 40 | no | 1 |  | 0
e) 300 DN
7.1.1(i) | PN 16 | no | 1 |  | 0
7.1.1(ii) | PN 25 | no | 1 |  | 0
7.1.1(iii) | PN 40 | no | 1 |  | 0
f) 350 DN
7.1.1(i) | PN 16 | no | 1 |  | 0
7.1.1(ii) | PN 25 | no | 1 |  | 0
7.1.1(iii) | PN 40 | no | 1 |  | 0
7.1.2 | Dismantle a) 100 DN
7.1.2(i) | PN 16 | no | 1 |  | 0
7.1.2(ii) | PN 25 | no | 1 |  | 0
7.1.2(iii) | PN 40 | no | 1 |  | 0
b) 150 DN
7.1.2(i) | PN 16 | no | 1 |  | 0
7.1.2(ii) | PN 25 | no | 1 |  | 0
7.1.2(iii) | PN 40 | no | 1 |  | 0
c) 200 DN
7.1.2(i) | PN 16 | no | 1 |  | 0
7.1.2(ii) | PN 25 | no | 1 |  | 0
7.1.2(iii) | PN 40 | no | 1 |  | 0
d) 250 DN
7.1.2(i) | PN 16 | no | 1 |  | 0
7.1.2(ii) | PN 25 | no | 1 |  | 0
7.1.2(iii) | PN 40 | no | 1 |  | 0
e) 300 DN
7.1.2(i) | PN 16 | no | 1 |  | 0
7.1.2(ii) | PN 25 | no | 1 |  | 0
7.1.2(iii) | PN 40 | no | 1 |  | 0
f) 350 DN
7.1.2(i) | PN 16 | no | 1 |  | 0
7.1.2(ii) | PN 25 | no | 1 |  | 0
7.1.2(iii) | PN 40 | no | 1 |  | 0
7.1.3 | Blast a) 100 DN
7.1.3(i) | PN 16 | no | 1 |  | 0
7.1.3(ii) | PN 25 | no | 1 |  | 0
7.1.3(iii) | PN 40 | no | 1 |  | 0
b) 150 DN
7.1.3(i) | PN 16 | no | 1 |  | 0
7.1.3(ii) | PN 25 | no | 1 |  | 0
7.1.3(iii) | PN 40 | no | 1 |  | 0
c) 200 DN
7.1.3(i) | PN 16 | no | 1 |  | 0
7.1.3(ii) | PN 25 | no | 1 |  | 0
7.1.3(iii) | PN 40 | no | 1 |  | 0
d) 250 DN
7.1.3(i) | PN 16 | no | 1 |  | 0
7.1.3(ii) | PN 25 | no | 1 |  | 0
7.1.3(iii) | PN 40 | no | 1 |  | 0
e) 300 DN
7.1.3(i) | PN 16 | no | 1 |  | 0
7.1.3(ii) | PN 25 | no | 1 |  | 0
7.1.3(iii) | PN 40 | no | 1 |  | 0
f) 350 DN
7.1.3(i) | PN 16 | no | 1 |  | 0
7.1.3(ii) | PN 25 | no | 1 |  | 0
7.1.3(iii) | PN 40 | no | 1 |  | 0
7.1.4 | Clean a) 100 DN
7.1.4(i) | PN 16 | no | 1 |  | 0
7.1.4(ii) | PN 25 | no | 1 |  | 0
7.1.4(iii) | PN 40 | no | 1 |  | 0
b) 150 DN
7.1.4(i) | PN 16 | no | 1 |  | 0
7.1.4(ii) | PN 25 | no | 1 |  | 0
7.1.4(iii) | PN 40 | no | 1 |  | 0
c) 200 DN
7.1.4(i) | PN 16 | no | 1 |  | 0
7.1.4(ii) | PN 25 | no | 1 |  | 0
7.1.4(iii) | PN 40 | no | 1 |  | 0
d) 250 DN
7.1.4(i) | PN 16 | no | 1 |  | 0
7.1.4(ii) | PN 25 | no | 1 |  | 0
7.1.4(iii) | PN 40 | no | 1 |  | 0
e) 300 DN
7.1.4(i) | PN 16 | no | 1 |  | 0
7.1.4(ii) | PN 25 | no | 1 |  | 0
7.1.4(iii) | PN 40 | no | 1 |  | 0
f) 350 DN
7.1.4(i) | PN 16 | no | 1 |  | 0
7.1.4(ii) | PN 25 | no | 1 |  | 0
7.1.4(iii) | PN 40 | no | 1 |  | 0
7.1.5 | Inspect a) 100 DN
7.1.5(i) | PN 16 | no | 1 |  | 0
7.1.5(ii) | PN 25 | no | 1 |  | 0
7.1.5(iii) | PN 40 | no | 1 |  | 0
b) 150 DN
7.1.5(i) | PN 16 | no | 1 |  | 0
7.1.5(ii) | PN 25 | no | 1 |  | 0
7.1.5(iii) | PN 40 | no | 1 |  | 0
c) 200 DN
7.1.5(i) | PN 16 | no | 1 |  | 0
7.1.5(ii) | PN 25 | no | 1 |  | 0
7.1.5(iii) | PN 40 | no | 1 |  | 0
d) 250 DN
7.1.5(i) | PN 16 | no | 1 |  | 0
7.1.5(ii) | PN 25 | no | 1 |  | 0
7.1.5(iii) | PN 40 | no | 1 |  | 0
e) 300 DN
7.1.5(i) | PN 16 | no | 1 |  | 0
7.1.5(ii) | PN 25 | no | 1 |  | 0
7.1.5(iii) | PN 40 | no | 1 |  | 0
f) 350 DN
7.1.5(i) | PN 16 | no | 1 |  | 0
7.1.5(ii) | PN 25 | no | 1 |  | 0
7.1.5(iii) | PN 40 | no | 1 |  | 0
7.1.6 | Submit inspection report a) 100 DN
7.1.6(i) | PN 16 | no | 1 |  | 0
7.1.6(ii) | PN 25 | no | 1 |  | 0
7.1.6(iii) | PN 40 | no | 1 |  | 0
b) 150 DN
7.1.6(i) | PN 16 | no | 1 |  | 0
7.1.6(ii) | PN 25 | no | 1 |  | 0
7.1.6(iii) | PN 40 | no | 1 |  | 0
c) 200 DN
7.1.6(i) | PN 16 | no | 1 |  | 0
7.1.6(ii) | PN 25 | no | 1 |  | 0
7.1.6(iii) | PN 40 | no | 1 |  | 0
d) 250 DN
7.1.6(i) | PN 16 | no | 1 |  | 0
7.1.6(ii) | PN 25 | no | 1 |  | 0
7.1.6(iii) | PN 40 | no | 1 |  | 0
e) 300 DN
7.1.6(i) | PN 16 | no | 1 |  | 0
7.1.6(ii) | PN 25 | no | 1 |  | 0
7.1.6(iii) | PN 40 | no | 1 |  | 0
f) 350 DN
7.1.6(i) | PN 16 | no | 1 |  | 0
7.1.6(ii) | PN 25 | no | 1 |  | 0
7.1.6(iii) | PN 40 | no | 1 |  | 0
7.1.7 | Lap a) 100 DN
7.1.7(i) | PN 16 | no | 1 |  | 0
7.1.7(ii) | PN 25 | no | 1 |  | 0
7.1.7(iii) | PN 40 | no | 1 |  | 0
b) 150 DN
7.1.7(i) | PN 16 | no | 1 |  | 0
7.1.7(ii) | PN 25 | no | 1 |  | 0
7.1.7(iii) | PN 40 | no | 1 |  | 0
c) 200 DN
7.1.7(i) | PN 16 | no | 1 |  | 0
7.1.7(ii) | PN 25 | no | 1 |  | 0
7.1.7(iii) | PN 40 | no | 1 |  | 0
d) 250 DN
7.1.7(i) | PN 16 | no | 1 |  | 0
7.1.7(ii) | PN 25 | no | 1 |  | 0
7.1.7(iii) | PN 40 | no | 1 |  | 0
e) 300 DN
7.1.7(i) | PN 16 | no | 1 |  | 0
7.1.7(ii) | PN 25 | no | 1 |  | 0
7.1.7(iii) | PN 40 | no | 1 |  | 0
f) 350 DN
7.1.7(i) | PN 16 | no | 1 |  | 0
7.1.7(ii) | PN 25 | no | 1 |  | 0
7.1.7(iii) | PN 40 | no | 1 |  | 0
7.1.8 | Re-blast a) 100 DN
7.1.8(i) | PN 16 | no | 1 |  | 0
7.1.8(ii) | PN 25 | no | 1 |  | 0
7.1.8(iii) | PN 40 | no | 1 |  | 0
b) 150 DN
7.1.8(i) | PN 16 | no | 1 |  | 0
7.1.8(ii) | PN 25 | no | 1 |  | 0
7.1.8(iii) | PN 40 | no | 1 |  | 0
c) 200 DN
7.1.8(i) | PN 16 | no | 1 |  | 0
7.1.8(ii) | PN 25 | no | 1 |  | 0
7.1.8(iii) | PN 40 | no | 1 |  | 0
d) 250 DN
7.1.8(i) | PN 16 | no | 1 |  | 0
7.1.8(ii) | PN 25 | no | 1 |  | 0
7.1.8(iii) | PN 40 | no | 1 |  | 0
e) 300 DN
7.1.8(i) | PN 16 | no | 1 |  | 0
7.1.8(ii) | PN 25 | no | 1 |  | 0
7.1.8(iii) | PN 40 | no | 1 |  | 0
f) 350 DN
7.1.8(i) | PN 16 | no | 1 |  | 0
7.1.8(ii) | PN 25 | no | 1 |  | 0
7.1.8(iii) | PN 40 | no | 1 |  | 0
7.1.9 | Epoxy coat (min thickness 300 micron) a) 100 DN
7.1.9(i) | PN 16 | no | 1 |  | 0
7.1.9(ii) | PN 25 | no | 1 |  | 0
7.1.9(iii) | PN 40 | no | 1 |  | 0
b) 150 DN
7.1.9(i) | PN 16 | no | 1 |  | 0
7.1.9(ii) | PN 25 | no | 1 |  | 0
7.1.9(iii) | PN 40 | no | 1 |  | 0
c) 200 DN
7.1.9(i) | PN 16 | no | 1 |  | 0
7.1.9(ii) | PN 25 | no | 1 |  | 0
7.1.9(iii) | PN 40 | no | 1 |  | 0
d) 250 DN
7.1.9(i) | PN 16 | no | 1 |  | 0
7.1.9(ii) | PN 25 | no | 1 |  | 0
7.1.9(iii) | PN 40 | no | 1 |  | 0
e) 300 DN
7.1.9(i) | PN 16 | no | 1 |  | 0
7.1.9(ii) | PN 25 | no | 1 |  | 0
7.1.9(iii) | PN 40 | no | 1 |  | 0
f) 350 DN
7.1.9(i) | PN 16 | no | 1 |  | 0
7.1.9(ii) | PN 25 | no | 1 |  | 0
7.1.9(iii) | PN 40 | no | 1 |  | 0
7.1.10 | Reassemble a) 100 DN
7.1.10(i) | PN 16 | no | 1 |  | 0
7.1.10(ii) | PN 25 | no | 1 |  | 0
7.1.10(iii) | PN 40 | no | 1 |  | 0
b) 150 DN
7.1.10(i) | PN 16 | no | 1 |  | 0
7.1.10(ii) | PN 25 | no | 1 |  | 0
7.1.10(iii) | PN 40 | no | 1 |  | 0
c) 200 DN
7.1.10(i) | PN 16 | no | 1 |  | 0
7.1.10(ii) | PN 25 | no | 1 |  | 0
7.1.10(iii) | PN 40 | no | 1 |  | 0
d) 250 DN
7.1.10(i) | PN 16 | no | 1 |  | 0
7.1.10(ii) | PN 25 | no | 1 |  | 0
7.1.10(iii) | PN 40 | no | 1 |  | 0
e) 300 DN
7.1.10(i) | PN 16 | no | 1 |  | 0
7.1.10(ii) | PN 25 | no | 1 |  | 0
7.1.10(iii) | PN 40 | no | 1 |  | 0
f) 350 DN
7.1.10(i) | PN 16 | no | 1 |  | 0
7.1.10(ii) | PN 25 | no | 1 |  | 0
7.1.10(iii) | PN 40 | no | 1 |  | 0
7.1.11 | Pressure test a) 100 DN
7.1.11(i) | PN 16 | no | 1 |  | 0
7.1.11(ii) | PN 25 | no | 1 |  | 0
7.1.11(iii) | PN 40 | no | 1 |  | 0
b) 150 DN
7.1.11(i) | PN 16 | no | 1 |  | 0
7.1.11(ii) | PN 25 | no | 1 |  | 0
7.1.11(iii) | PN 40 | no | 1 |  | 0
c) 200 DN
7.1.11(i) | PN 16 | no | 1 |  | 0
7.1.11(ii) | PN 25 | no | 1 |  | 0
7.1.11(iii) | PN 40 | no | 1 |  | 0
d) 250 DN
7.1.11(i) | PN 16 | no | 1 |  | 0
7.1.11(ii) | PN 25 | no | 1 |  | 0
7.1.11(iii) | PN 40 | no | 1 |  | 0
e) 300 DN
7.1.11(i) | PN 16 | no | 1 |  | 0
7.1.11(ii) | PN 25 | no | 1 |  | 0
7.1.11(iii) | PN 40 | no | 1 |  | 0
f) 350 DN
7.1.11(i) | PN 16 | no | 1 |  | 0
7.1.11(ii) | PN 25 | no | 1 |  | 0
7.1.11(iii) | PN 40 | no | 1 |  | 0
7.1.12 | Submit pressure test certificate a) 100 DN
7.1.12(i) | PN 16 | no | 1 |  | 0
7.1.12(ii) | PN 25 | no | 1 |  | 0
7.1.12(iii) | PN 40 | no | 1 |  | 0
b) 150 DN
7.1.12(i) | PN 16 | no | 1 |  | 0
7.1.12(ii) | PN 25 | no | 1 |  | 0
7.1.12(iii) | PN 40 | no | 1 |  | 0
c) 200 DN
7.1.12(i) | PN 16 | no | 1 |  | 0
7.1.12(ii) | PN 25 | no | 1 |  | 0
7.1.12(iii) | PN 40 | no | 1 |  | 0
d) 250 DN
7.1.12(i) | PN 16 | no | 1 |  | 0
7.1.12(ii) | PN 25 | no | 1 |  | 0
7.1.12(iii) | PN 40 | no | 1 |  | 0
e) 300 DN
7.1.12(i) | PN 16 | no | 1 |  | 0
7.1.12(ii) | PN 25 | no | 1 |  | 0
7.1.12(iii) | PN 40 | no | 1 |  | 0
f) 350 DN
7.1.12(i) | PN 16 | no | 1 |  | 0
7.1.12(ii) | PN 25 | no | 1 |  | 0
7.1.12(iii) | PN 40 | no | 1 |  | 0
7.1.13 | Install a) 100 DN
7.1.13(i) | PN 16 | no | 1 |  | 0
7.1.13(ii) | PN 25 | no | 1 |  | 0
7.1.13(iii) | PN 40 | no | 1 |  | 0
b) 150 DN
7.1.13(i) | PN 16 | no | 1 |  | 0
7.1.13(ii) | PN 25 | no | 1 |  | 0
7.1.13(iii) | PN 40 | no | 1 |  | 0
c) 200 DN
7.1.13(i) | PN 16 | no | 1 |  | 0
7.1.13(ii) | PN 25 | no | 1 |  | 0
7.1.13(iii) | PN 40 | no | 1 |  | 0
d) 250 DN
7.1.13(i) | PN 16 | no | 1 |  | 0
7.1.13(ii) | PN 25 | no | 1 |  | 0
7.1.13(iii) | PN 40 | no | 1 |  | 0
e) 300 DN
7.1.13(i) | PN 16 | no | 1 |  | 0
7.1.13(ii) | PN 25 | no | 1 |  | 0
7.1.13(iii) | PN 40 | no | 1 |  | 0
f) 350 DN
7.1.13(i) | PN 16 | no | 1 |  | 0
7.1.13(ii) | PN 25 | no | 1 |  | 0
7.1.13(iii) | PN 40 | no | 1 |  | 0
7.1.14 | Commission a) 100 DN
7.1.14(i) | PN 16 | no | 1 |  | 0
7.1.14(ii) | PN 25 | no | 1 |  | 0
7.1.14(iii) | PN 40 | no | 1 |  | 0
b) 150 DN
7.1.14(i) | PN 16 | no | 1 |  | 0
7.1.14(ii) | PN 25 | no | 1 |  | 0
7.1.14(iii) | PN 40 | no | 1 |  | 0
c) 200 DN
7.1.14(i) | PN 16 | no | 1 |  | 0
7.1.14(ii) | PN 25 | no | 1 |  | 0
7.1.14(iii) | PN 40 | no | 1 |  | 0
d) 250 DN
7.1.14(i) | PN 16 | no | 1 |  | 0
7.1.14(ii) | PN 25 | no | 1 |  | 0
7.1.14(iii) | PN 40 | no | 1 |  | 0
e) 300 DN
7.1.14(i) | PN 16 | no | 1 |  | 0
7.1.14(ii) | PN 25 | no | 1 |  | 0
7.1.14(iii) | PN 40 | no | 1 |  | 0
f) 350 DN
7.1.14(i) | PN 16 | no | 1 |  | 0
7.1.14(ii) | PN 25 | no | 1 |  | 0
7.1.14(iii) | PN 40 | no | 1 |  | 0
7.2 | Supply, install and commission the following completely new gear operated (with handwheel) double flanged butterfly valves:
a) 100 DN
7.2(i) | PN 16 ref. no. ……………………………. | no | 1 |  | 0
7.2(i) | PN 25 ref. no. ……………………………. | no | 1 |  | 0
7.2(i) | PN 40 ref. no. ……………………………. | no | 1 |  | 0
Name of Valve Manufacturer: b) 150 DN
7.2(i) | PN 16 ref. no. ……………………………. | no | 1 |  | 0
7.2(i) | PN 25 ref. no. ……………………………. | no | 1 |  | 0
7.2(i) | PN 40 ref. no. ……………………………. | no | 1 |  | 0
Name of Valve Manufacturer:
………………………………………………….
c) 200 DN
7.2(i) | PN 16 ref. no. ……………………………. | no | 1 |  | 0
7.2(i) | PN 25 ref. no. ……………………………. | no | 1 |  | 0
7.2(i) | PN 40 ref. no. ……………………………. | no | 1 |  | 0
Name of Valve Manufacturer: ………………………………………………….
d) 250 DN
7.2(i) | PN 25 ref. no. ……………………………. | no | 1 |  | 0
7.2(i) | PN 40 ref. no. ……………………………. | no | 1 |  | 0
Name of Valve Manufacturer:
e) 300 DN
7.2(i) | PN 16 ref. no. ……………………………. | no | 1 |  | 0
7.2(i) | PN 25 ref. no. ……………………………. | no | 1 |  | 0
7.2(i) | PN 40 ref. no. ……………………………. | no | 1 |  | 0
Name of Valve Manufacturer: …………………………………………………. f) 350 DN
7.2(i) | PN 16 ref. no. ……………………………. | no | 1 |  | 0
7.2(i) | PN 25 ref. no. ……………………………. | no | 1 |  | 0
7.2(i) | PN 40 ref. no. ……………………………. | no | 1 |  | 0
Name of Valve Manufacturer: ………………………………………………….
7.3 | Mark-up rates
7.3.1 | 7.3.1 Percentage mark-up on rates listed on term contracts | % |  | %
7.3.2 | 7.3.2 Percentage mark-up on items (with attached invoices) approved by the Employer or his representative for materials, (other that those set out in this list) used in execution of work ordered by the Employer | % |  | %
7.4 | Tip trucks
7.4(a) | 6 m3 | km | 1 |  | 0
7.4(b) | 10 m3 | km | 1 |  | 0
Flat bed trucks
7.4(a) | 5t | km | 1 |  | 0
7.4(b) | 7t | km | 1 |  | 0
LDV
7.4(a) | 2 x 4WD | km | 1 |  | 0
7.4(b) | 4 x 4WD | km | 1 |  | 0
Carried Forward
| Subtotal |  |  | R | R
| TOTAL OF SCHEDULE 6 CARRIED FORWARD TO SUMMARY |  |  | R | R

## S7 WATERWORKS GATE VALVES
SCHEDULE 7 : WATERWORKS GATE VALVES
Item No | Description | Unit | Qty | Rate | Amount
8 | Valves fitted with wedge gates. Valves in compliance with SABS 664, waterworks applications with plain thrust collar, non-rising spindle and flanged ends.
Note: Rates to include the cost of all staff required plus overheads where appropriate and the guarantee of all parts, materials and workmanship, but ex- clude the cost of spares unless the latter is specified.
8.1 | Servicing and repair of valves in the following dia- meters and pressure ratings:
8.1.1 | Remove valve a) 80 DN
8.1.1(i) | PN 10 | no | 1 |  | 0
8.1.1(ii) | PN 16 | no | 1 |  | 0
8.1.1(iii) | PN 25 | no | 1 |  | 0
b) 100 DN
8.1.1(i) | PN 10 | no | 1 |  | 0
8.1.1(ii) | PN 16 | no | 1 |  | 0
8.1.1(iii) | PN 25 | no | 1 |  | 0
c) 150 DN
8.1.1(i) | PN 10 | no | 1 |  | 0
8.1.1(ii) | PN 16 | no | 1 |  | 0
8.1.1(iii) | PN 25 | no | 1 |  | 0
d) 200 DN
8.1.1(i) | PN 10 | no | 1 |  | 0
8.1.1(ii) | PN 16 | no | 1 |  | 0
8.1.1(iii) | PN 25 | no | 1 |  | 0
8.1.2 | Transport from site a) 80 DN
8.1.2(i) | PN 10 | no | 1 |  | 0
8.1.2(ii) | PN 16 | no | 1 |  | 0
8.1.2(iii) | PN 25 | no | 1 |  | 0
b) 100 DN
8.1.2(i) | PN 10 | no | 1 |  | 0
8.1.2(ii) | PN 16 | no | 1 |  | 0
8.1.2(iii) | PN 25 | no | 1 |  | 0
c) 150 DN
8.1.2(i) | PN 10 | no | 1 |  | 0
8.1.2(ii) | PN 16 | no | 1 |  | 0
8.1.2(iii) | PN 25 | no | 1 |  | 0
d) 200 DN
8.1.2(i) | PN 10 | no | 1 |  | 0
8.1.2(ii) | PN 16 | no | 1 |  | 0
8.1.2(iii) | PN 25 | no | 1 |  | 0
8.1.3 | Dismantle a) 80 DN
8.1.3(i) | PN 10 | no | 1 |  | 0
8.1.3(ii) | PN 16 | no | 1 |  | 0
8.1.3(iii) | PN 25 | no | 1 |  | 0
b) 100 DN
8.1.3(i) | PN 10 | no | 1 |  | 0
8.1.3(ii) | PN 16 | no | 1 |  | 0
8.1.3(iii) | PN 25 | no | 1 |  | 0
c) 150 DN
8.1.3(i) | PN 10 | no | 1 |  | 0
8.1.3(ii) | PN 16 | no | 1 |  | 0
8.1.3(iii) | PN 25 | no | 1 |  | 0
d) 200 DN
8.1.3(i) | PN 10 | no | 1 |  | 0
8.1.3(ii) | PN 16 | no | 1 |  | 0
8.1.3(iii) | PN 25 | no | 1 |  | 0
8.1.4 | Blast a) 80 DN
8.1.4(i) | PN 10 | no | 1 |  | 0
8.1.4(ii) | PN 16 | no | 1 |  | 0
8.1.4(iii) | PN 25 | no | 1 |  | 0
b) 100 DN
8.1.4(i) | PN 10 | no | 1 |  | 0
8.1.4(ii) | PN 16 | no | 1 |  | 0
8.1.4(iii) | PN 25 | no | 1 |  | 0
c) 150 DN
8.1.4(i) | PN 10 | no | 1 |  | 0
8.1.4(ii) | PN 16 | no | 1 |  | 0
8.1.4(iii) | PN 25 | no | 1 |  | 0
d) 200 DN
8.1.4(i) | PN 10 | no | 1 |  | 0
8.1.4(ii) | PN 16 | no | 1 |  | 0
8.1.4(iii) | PN 25 | no | 1 |  | 0
8.1.5 | Clean a) 80 DN
8.1.5(i) | PN 10 | no | 1 |  | 0
8.1.5(ii) | PN 16 | no | 1 |  | 0
8.1.5(iii) | PN 25 | no | 1 |  | 0
b) 100 DN
8.1.5(i) | PN 10 | no | 1 |  | 0
8.1.5(ii) | PN 16 | no | 1 |  | 0
8.1.5(iii) | PN 25 | no | 1 |  | 0
c) 150 DN
8.1.5(i) | PN 10 | no | 1 |  | 0
8.1.5(ii) | PN 16 | no | 1 |  | 0
8.1.5(iii) | PN 25 | no | 1 |  | 0
d) 200 DN
8.1.5(i) | PN 10 | no | 1 |  | 0
8.1.5(ii) | PN 16 | no | 1 |  | 0
8.1.5(iii) | PN 25 | no | 1 |  | 0
8.1.6 | Inspect a) 80 DN
8.1.6(i) | PN 10 | no | 1 |  | 0
8.1.6(ii) | PN 16 | no | 1 |  | 0
8.1.6(iii) | PN 25 | no | 1 |  | 0
b) 100 DN
8.1.6(i) | PN 10 | no | 1 |  | 0
8.1.6(ii) | PN 16 | no | 1 |  | 0
8.1.6(iii) | PN 25 | no | 1 |  | 0
c) 150 DN
8.1.6(i) | PN 10 | no | 1 |  | 0
8.1.6(ii) | PN 16 | no | 1 |  | 0
8.1.6(iii) | PN 25 | no | 1 |  | 0
d) 200 DN
8.1.6(i) | PN 10 | no | 1 |  | 0
8.1.6(ii) | PN 16 | no | 1 |  | 0
8.1.6(iii) | PN 25 | no | 1 |  | 0
8.1.7 | Submit inspection report a) 80 DN
8.1.7(i) | PN 10 | no | 1 |  | 0
8.1.7(ii) | PN 16 | no | 1 |  | 0
8.1.7(iii) | PN 25 | no | 1 |  | 0
b) 100 DN
8.1.7(i) | PN 10 | no | 1 |  | 0
8.1.7(ii) | PN 16 | no | 1 |  | 0
8.1.7(iii) | PN 25 | no | 1 |  | 0
c) 150 DN
8.1.7(i) | PN 10 | no | 1 |  | 0
8.1.7(ii) | PN 16 | no | 1 |  | 0
8.1.7(iii) | PN 25 | no | 1 |  | 0
d) 200 DN
8.1.7(i) | PN 10 | no | 1 |  | 0
8.1.7(ii) | PN 16 | no | 1 |  | 0
8.1.7(iii) | PN 25 | no | 1 |  | 0
8.1.8 | Lap a) 80 DN
8.1.8(i) | PN 10 | no | 1 |  | 0
8.1.8(ii) | PN 16 | no | 1 |  | 0
8.1.8(iii) | PN 25 | no | 1 |  | 0
b) 100 DN
8.1.8(i) | PN 10 | no | 1 |  | 0
8.1.8(ii) | PN 16 | no | 1 |  | 0
8.1.8(iii) | PN 25 | no | 1 |  | 0
c) 150 DN
8.1.8(i) | PN 10 | no | 1 |  | 0
8.1.8(ii) | PN 16 | no | 1 |  | 0
8.1.8(iii) | PN 25 | no | 1 |  | 0
d) 200 DN
8.1.8(i) | PN 10 | no | 1 |  | 0
8.1.8(ii) | PN 16 | no | 1 |  | 0
8.1.8(iii) | PN 25 | no | 1 |  | 0
8.1.9 | Re-blast a) 80 DN
8.1.9(i) | PN 10 | no | 1 |  | 0
8.1.9(ii) | PN 16 | no | 1 |  | 0
8.1.9(iii) | PN 25 | no | 1 |  | 0
b) 100 DN
8.1.9(i) | PN 10 | no | 1 |  | 0
8.1.9(ii) | PN 16 | no | 1 |  | 0
8.1.9(iii) | PN 25 | no | 1 |  | 0
c) 150 DN
8.1.9(i) | PN 10 | no | 1 |  | 0
8.1.9(ii) | PN 16 | no | 1 |  | 0
8.1.9(iii) | PN 25 | no | 1 |  | 0
d) 200 DN
8.1.9(i) | PN 10 | no | 1 |  | 0
8.1.9(ii) | PN 16 | no | 1 |  | 0
8.1.9(iii) | PN 25 | no | 1 |  | 0
8.1.10 | Epoxy coat (min thickness 300 micron) a) 80 DN
8.1.10(i) | PN 10 | no | 1 |  | 0
8.1.10(ii) | PN 16 | no | 1 |  | 0
8.1.10(iii) | PN 25 | no | 1 |  | 0
b) 100 DN
8.1.10(i) | PN 10 | no | 1 |  | 0
8.1.10(ii) | PN 16 | no | 1 |  | 0
8.1.10(iii) | PN 25 | no | 1 |  | 0
c) 150 DN
8.1.10(i) | PN 10 | no | 1 |  | 0
8.1.10(ii) | PN 16 | no | 1 |  | 0
8.1.10(iii) | PN 25 | no | 1 |  | 0
d) 200 DN
8.1.10(i) | PN 10 | no | 1 |  | 0
8.1.10(ii) | PN 16 | no | 1 |  | 0
8.1.10(iii) | PN 25 | no | 1 |  | 0
8.1.11 | Reassemble a) 80 DN
8.1.11(i) | PN 10 | no | 1 |  | 0
8.1.11(ii) | PN 16 | no | 1 |  | 0
8.1.11(iii) | PN 25 | no | 1 |  | 0
b) 100 DN
8.1.11(i) | PN 10 | no | 1 |  | 0
8.1.11(ii) | PN 16 | no | 1 |  | 0
8.1.11(iii) | PN 25 | no | 1 |  | 0
c) 150 DN
8.1.11(i) | PN 10 | no | 1 |  | 0
8.1.11(ii) | PN 16 | no | 1 |  | 0
8.1.11(iii) | PN 25 | no | 1 |  | 0
d) 200 DN
8.1.11(i) | PN 10 | no | 1 |  | 0
8.1.11(ii) | PN 16 | no | 1 |  | 0
8.1.11(iii) | PN 25 | no | 1 |  | 0
8.1.12 | Pressure test a) 80 DN
8.1.12(i) | PN 10 | no | 1 |  | 0
8.1.12(ii) | PN 16 | no | 1 |  | 0
8.1.12(iii) | PN 25 | no | 1 |  | 0
b) 100 DN
8.1.12(i) | PN 10 | no | 1 |  | 0
8.1.12(ii) | PN 16 | no | 1 |  | 0
8.1.12(iii) | PN 25 | no | 1 |  | 0
c) 150 DN
8.1.12(i) | PN 10 | no | 1 |  | 0
8.1.12(ii) | PN 16 | no | 1 |  | 0
8.1.12(iii) | PN 25 | no | 1 |  | 0
d) 200 DN
8.1.12(i) | PN 10 | no | 1 |  | 0
8.1.12(ii) | PN 16 | no | 1 |  | 0
8.1.12(iii) | PN 25 | no | 1 |  | 0
8.1.13 | Submit pressure test certificate a) 80 DN
8.1.13(i) | PN 10 | no | 1 |  | 0
8.1.13(ii) | PN 16 | no | 1 |  | 0
8.1.13(iii) | PN 25 | no | 1 |  | 0
b) 100 DN
8.1.13(i) | PN 10 | no | 1 |  | 0
8.1.13(ii) | PN 16 | no | 1 |  | 0
8.1.13(iii) | PN 25 | no | 1 |  | 0
c) 150 DN
8.1.13(i) | PN 10 | no | 1 |  | 0
8.1.13(ii) | PN 16 | no | 1 |  | 0
8.1.13(iii) | PN 25 | no | 1 |  | 0
d) 200 DN
8.1.13(i) | PN 10 | no | 1 |  | 0
8.1.13(ii) | PN 16 | no | 1 |  | 0
8.1.13(iii) | PN 25 | no | 1 |  | 0
8.1.14 | Transport to site a) 80 DN
8.1.14(i) | PN 10 | no | 1 |  | 0
8.1.14(ii) | PN 16 | no | 1 |  | 0
8.1.14(iii) | PN 25 | no | 1 |  | 0
b) 100 DN
8.1.14(i) | PN 10 | no | 1 |  | 0
8.1.14(ii) | PN 16 | no | 1 |  | 0
8.1.14(iii) | PN 25 | no | 1 |  | 0
c) 150 DN
8.1.14(i) | PN 10 | no | 1 |  | 0
8.1.14(ii) | PN 16 | no | 1 |  | 0
8.1.14(iii) | PN 25 | no | 1 |  | 0
8.1.14(d) | 200 DN
8.1.14(d)(i) | PN 10 | no | 1 |  | 0
8.1.14(d)(ii) | PN 16 | no | 1 |  | 0
8.1.14(d)(iii) | PN 25 | no | 1 |  | 0
8.1.15(a) | 80 DN
8.1.15(a)(i) | PN 10 | no | 1 |  | 0
8.1.15(a)(ii) | PN 16 | no | 1 |  | 0
8.1.15(a)(iii) | PN 25 | no | 1 |  | 0
8.1.15(b) | 100 DN
8.1.15(b)(i) | PN 10 | no | 1 |  | 0
8.1.15(b)(ii) | PN 16 | no | 1 |  | 0
8.1.15(b)(iii) | PN 25 | no | 1 |  | 0
8.1.15(c) | 150 DN
8.1.15(c)(i) | PN 10 | no | 1 |  | 0
8.1.15(c)(ii) | PN 16 | no | 1 |  | 0
8.1.15(c)(iii) | PN 25 | no | 1 |  | 0
8.1.15(d) | 200 DN
8.1.15(d)(i) | PN 10 | no | 1 |  | 0
8.1.15(d)(ii) | PN 16 | no | 1 |  | 0
8.1.15(d)(iii) | PN 25 | no | 1 |  | 0
8.1.16 | 8.1.16 Commission
8.1.16(a) | 80 DN
8.1.16(a)(i) | PN 10 | no
8.1.16(a)(ii) | PN 16 | no
8.1.16(a)(iii) | PN 25 | no
8.1.16(b) | 100 DN
8.1.16(b)(i) | PN 10 | no | 1 |  | 0
8.1.16(b)(ii) | PN 16 | no | 1 |  | 0
8.1.16(b)(iii) | PN 25 | no | 1 |  | 0
8.1.16(c) | 150 DN
8.1.16(c)(i) | PN 10 | no | 1 |  | 0
8.1.16(c)(ii) | PN 16 | no | 1 |  | 0
8.1.16(c)(iii) | PN 25 | no | 1 |  | 0
8.1.16(d) | 200 DN
8.1.16(d)(i) | PN 10 | no | 1 |  | 0
8.1.16(d)(ii) | PN 16 | no | 1 |  | 0
8.1.16(d)(iii) | PN 25 | no | 1 |  | 0
8.2 | Supply, install and commission the following gate valves fitted with wedge gates. Valves to comply with SABS 664, waterworks applications with cap top, plain thrust collar, non-rising spindle, clock- wise closing and having flanged ends:
8.2(a) | 80 DN
8.2(a)(i) | PN 10 | no | 1 |  | 0
8.2(a)(ii) | PN 16 | no | 1 |  | 0
8.2(a)(iii) | PN 25 | no | 1 |  | 0
8.2(b) | 100 DN
8.2(b)(i) | PN 10 | no | 1 |  | 0
8.2(b)(ii) | PN 16 | no | 1 |  | 0
8.2(b)(iii) | PN 25 | no | 1 |  | 0
8.2(c) | 150 DN
8.2(c)(i) | PN 10 | no | 1 |  | 0
8.2(c)(ii) | PN 16 | no | 1 |  | 0
8.2(c)(iii) | PN 25 | no | 1 |  | 0
8.2(d) | 200 DN
8.2(d)(i) | PN 10 | no | 1 |  | 0
8.2(d)(ii) | PN 16 | no | 1 |  | 0
8.2(d)(iii) | PN 25 | no | 1 |  | 0
8.3 | Specialist Dayworks ( compulsory)
8.3.1 | 8.3.1 Dayworks labour by specialist valve subcontractor. | hr | 1 |  | 0
8.4 | Mark-up rates
8.4.1 | Percentage mark-up on rates listed on term contracts | % | R | % | R
8.4.2 | Percentage mark-up on items (with attached invoices) approved by the Employer or his representative for materials, (other than those set out in this list) used in execution of work ordered by the Employer | % | R | % | R
8.5 | Tip trucks
8.5(a) | 6 m3 | km | 1 |  | 0
8.5(b) | 10 m3 | km | 1 |  | 0
8.6 | Flat bed trucks
8.6(a) | 5t | km | 1 |  | 0
8.6(b) | 7t | km | 1 |  | 0
8.7 | 8.7 LDV
8.7(a) | 2 x 4WD | km | 1 |  | 0
8.7(b) | 4 x 4WD | km | 1 |  | 0
| Subtotal |  |  | R | R
| Carried Forward TOTAL SCHEDULE 7 CARRIED FORWARD TO SUMMARY |  |  | R | R

## S8 RESILIENT SEAL GATE VALVES A
SCHEDULE 8 : RESILIENT SEAL GATE VALVES AND SUPPLY OF ALL MATERIAL
Item No | Description | Unit | Qty | Rate | Amount
9 | WATERWORKS GATE VALVES Valves fitted with wedge gates. Valves in compliance with SABS 664, waterworks applications with plain thrust collar, non-rising spindle and flanged ends.
Note: Rates to include the cost of all staff required plus overheads where appropriate and the guarantee of all parts, materials and workmanship, but ex- clude the cost of spares unless the latter is specified.
9.1 | Servicing and repair of valves in the following dia- meters and pressure ratings:
9.1.1 | Remove valve a) 80 DN
9.1.1(i) | PN 10 | no | 1 |  | 0
9.1.1(ii) | PN 16 | no | 1 |  | 0
9.1.1(iii) | PN 25 | no | 1 |  | 0
b) 100 DN
9.1.1(i) | PN 10 | no | 1 |  | 0
9.1.1(ii) | PN 16 | no | 1 |  | 0
9.1.1(iii) | PN 25 | no | 1 |  | 0
c) 150 DN
9.1.1(i) | PN 10 | no | 1 |  | 0
9.1.1(ii) | PN 16 | no | 1 |  | 0
9.1.1(iii) | PN 25 | no | 1 |  | 0
d) 200 DN
9.1.1(i) | PN 10 | no | 1 |  | 0
9.1.1(ii) | PN 16 | no | 1 |  | 0
9.1.1(iii) | PN 25 | no | 1 |  | 0
9.1.2 | Dismantle a) 80 DN
9.1.2(i) | PN 10 | no | 1 |  | 0
9.1.2(ii) | PN 16 | no | 1 |  | 0
9.1.2(iii) | PN 25 | no | 1 |  | 0
b) 100 DN
9.1.2(i) | PN 10 | no | 1 |  | 0
9.1.2(ii) | PN 16 | no | 1 |  | 0
9.1.2(iii) | PN 25 | no | 1 |  | 0
c) 150 DN
9.1.2(i) | PN 10 | no | 1 |  | 0
9.1.2(ii) | PN 16 | no | 1 |  | 0
9.1.2(iii) | PN 25 | no | 1 |  | 0
d) 200 DN
9.1.2(i) | PN 10 | no | 1 |  | 0
9.1.2(ii) | PN 16 | no | 1 |  | 0
9.1.2(iii) | PN 25 | no | 1 |  | 0
9.1.3 | Blast a) 80 DN
9.1.3(i) | PN 10 | no | 1 |  | 0
9.1.3(ii) | PN 16 | no | 1 |  | 0
9.1.3(iii) | PN 25 | no | 1 |  | 0
b) 100 DN
9.1.3(i) | PN 10 | no | 1 |  | 0
9.1.3(ii) | PN 16 | no | 1 |  | 0
9.1.3(iii) | PN 25 | no | 1 |  | 0
c) 150 DN
9.1.3(i) | PN 10 | no | 1 |  | 0
9.1.3(ii) | PN 16 | no | 1 |  | 0
9.1.3(iii) | PN 25 | no | 1 |  | 0
d) 200 DN
9.1.3(i) | PN 10 | no | 1 |  | 0
9.1.3(ii) | PN 16 | no | 1 |  | 0
9.1.3(iii) | PN 25 | no | 1 |  | 0
9.1.4 | Clean a) 80 DN
9.1.4(i) | PN 10 | no | 1 |  | 0
9.1.4(ii) | PN 16 | no | 1 |  | 0
9.1.4(iii) | PN 25 | no | 1 |  | 0
b) 100 DN
9.1.4(i) | PN 10 | no | 1 |  | 0
9.1.4(ii) | PN 16 | no | 1 |  | 0
9.1.4(iii) | PN 25 | no | 1 |  | 0
c) 150 DN
9.1.4(i) | PN 10 | no | 1 |  | 0
9.1.4(ii) | PN 16 | no | 1 |  | 0
9.1.4(iii) | PN 25 | no | 1 |  | 0
d) 200 DN
9.1.4(i) | PN 10 | no | 1 |  | 0
9.1.4(ii) | PN 16 | no | 1 |  | 0
9.1.4(iii) | PN 25 | no | 1 |  | 0
9.1.5 | Inspect a) 80 DN
9.1.5(i) | PN 10 | no | 1 |  | 0
9.1.5(ii) | PN 16 | no | 1 |  | 0
9.1.5(iii) | PN 25 | no | 1 |  | 0
b) 100 DN
9.1.5(i) | PN 10 | no | 1 |  | 0
9.1.5(ii) | PN 16 | no | 1 |  | 0
9.1.5(iii) | PN 25 | no | 1 |  | 0
c) 150 DN
9.1.5(i) | PN 10 | no | 1 |  | 0
9.1.5(ii) | PN 16 | no | 1 |  | 0
9.1.5(iii) | PN 25 | no | 1 |  | 0
d) 200 DN
9.1.5(i) | PN 10 | no | 1 |  | 0
9.1.5(ii) | PN 16 | no | 1 |  | 0
9.1.5(iii) | PN 25 | no | 1 |  | 0
9.1.6 | Submit inspection report
9.1.6(a) | 80 DN
9.1.6(a)(i) | PN 10 | no | 1 |  | 0
9.1.6(a)(ii) | PN 16 | no | 1 |  | 0
9.1.6(a)(iii) | PN 25 | no | 1 |  | 0
b) 100 DN
9.1.6(a)(i) | PN 10 | no | 1 |  | 0
9.1.6(a)(ii) | PN 16 | no | 1 |  | 0
9.1.6(a)(iii) | PN 25 | no | 1 |  | 0
c) 150 DN
9.1.6(a)(i) | PN 10 | no | 1 |  | 0
9.1.6(a)(ii) | PN 16 | no | 1 |  | 0
9.1.6(a)(iii) | PN 25 | no | 1 |  | 0
d) 200 DN
9.1.6(a)(i) | PN 10 | no | 1 |  | 0
9.1.6(a)(ii) | PN 16 | no | 1 |  | 0
9.1.6(a)(iii) | PN 25 | no | 1 |  | 0
9.1.7 | Lap a) 80 DN
9.1.7(i) | PN 10 | no | 1 |  | 0
9.1.7(ii) | PN 16 | no | 1 |  | 0
9.1.7(iii) | PN 25 | no | 1 |  | 0
b) 100 DN
9.1.7(i) | PN 10 | no | 1 |  | 0
9.1.7(ii) | PN 16 | no | 1 |  | 0
9.1.7(iii) | PN 25 | no | 1 |  | 0
c) 150 DN
9.1.7(i) | PN 10 | no | 1 |  | 0
9.1.7(ii) | PN 16 | no | 1 |  | 0
9.1.7(iii) | PN 25 | no | 1 |  | 0
d) 200 DN
9.1.7(i) | PN 10 | no | 1 |  | 0
9.1.7(ii) | PN 16 | no | 1 |  | 0
9.1.7(iii) | PN 25 | no | 1 |  | 0
9.1.8 | Re-blast
a) 80 DN
9.1.8(i) | PN 10 | no | 1 |  | 0
9.1.8(ii) | PN 16 | no | 1 |  | 0
9.1.8(iii) | PN 25 | no | 1 |  | 0
b) 100 DN
9.1.8(i) | PN 10 | no | 1 |  | 0
9.1.8(ii) | PN 16 | no | 1 |  | 0
9.1.8(iii) | PN 25 | no | 1 |  | 0
c) 150 DN
9.1.8(i) | PN 10 | no | 1 |  | 0
9.1.8(ii) | PN 16 | no | 1 |  | 0
9.1.8(iii) | PN 25 | no | 1 |  | 0
d) 200 DN
9.1.8(i) | PN 10 | no | 1 |  | 0
9.1.8(ii) | PN 16 | no | 1 |  | 0
9.1.8(iii) | PN 25 | no | 1 |  | 0
9.1.9 | Epoxy coat (min thickness 300 micron) a) 80 DN
9.1.9(i) | PN 10 | no | 1 |  | 0
9.1.9(ii) | PN 16 | no | 1 |  | 0
9.1.9(iii) | PN 25 | no | 1 |  | 0
b) 100 DN
9.1.9(i) | PN 10 | no | 1 |  | 0
9.1.9(ii) | PN 16 | no | 1 |  | 0
9.1.9(iii) | PN 25 | no | 1 |  | 0
c) 150 DN
9.1.9(i) | PN 10 | no | 1 |  | 0
9.1.9(ii) | PN 16 | no | 1 |  | 0
9.1.9(iii) | PN 25 | no | 1 |  | 0
d) 200 DN
9.1.9(i) | PN 10 | no | 1 |  | 0
9.1.9(ii) | PN 16 | no | 1 |  | 0
9.1.9(iii) | PN 25 | no | 1 |  | 0
9.1.10 | Reassemble a) 80 DN
9.1.10(i) | PN 10 | no | 1 |  | 0
9.1.10(ii) | PN 16 | no | 1 |  | 0
9.1.10(iii) | PN 25 | no | 1 |  | 0
b) 100 DN
9.1.10(i) | PN 10 | no | 1 |  | 0
9.1.10(ii) | PN 16 | no | 1 |  | 0
9.1.10(iii) | PN 25 | no | 1 |  | 0
c) 150 DN
9.1.10(i) | PN 10 | no | 1 |  | 0
9.1.10(ii) | PN 16 | no | 1 |  | 0
9.1.10(iii) | PN 25 | no | 1 |  | 0
d) 200 DN
9.1.10(i) | PN 10 | no | 1 |  | 0
9.1.10(ii) | PN 16 | no | 1 |  | 0
9.1.10(iii) | PN 25 | no | 1 |  | 0
9.1.11 | Pressure test a) 80 DN
9.1.11(i) | PN 10 | no | 1 |  | 0
9.1.11(ii) | PN 16 | no | 1 |  | 0
9.1.11(iii) | PN 25 | no | 1 |  | 0
b) 100 DN
9.1.11(i) | PN 10 | no | 1 |  | 0
9.1.11(ii) | PN 16 | no | 1 |  | 0
9.1.11(iii) | PN 25 | no | 1 |  | 0
c) 150 DN
9.1.11(i) | PN 10 | no | 1 |  | 0
9.1.11(ii) | PN 16 | no | 1 |  | 0
9.1.11(iii) | PN 25 | no | 1 |  | 0
d) 200 DN
9.1.11(i) | PN 10 | no | 1 |  | 0
9.1.11(ii) | PN 16 | no | 1 |  | 0
9.1.11(iii) | PN 25 | no | 1 |  | 0
9.1.12 | Submit pressure test certificate a) 80 DN
9.1.12(i) | PN 10 | no | 1 |  | 0
9.1.12(ii) | PN 16 | no | 1 |  | 0
9.1.12(iii) | PN 25 | no | 1 |  | 0
b) 100 DN
9.1.12(i) | PN 10 | no | 1 |  | 0
9.1.12(ii) | PN 16 | no | 1 |  | 0
9.1.12(iii) | PN 25 | no | 1 |  | 0
c) 150 DN
9.1.12(i) | PN 10 | no | 1 |  | 0
9.1.12(ii) | PN 16 | no | 1 |  | 0
9.1.12(iii) | PN 25 | no | 1 |  | 0
d) 200 DN
9.1.12(i) | PN 10 | no | 1 |  | 0
9.1.12(ii) | PN 16 | no | 1 |  | 0
9.1.12(iii) | PN 25 | no | 1 |  | 0
9.1.13 | Install
a) 80 DN
9.1.13(i) | PN 10 | no | 1 |  | 0
9.1.13(ii) | PN 16 | no | 1 |  | 0
9.1.13(iii) | PN 25 | no | 1 |  | 0
b) 100 DN
9.1.13(i) | PN 10 | no | 1 |  | 0
9.1.13(ii) | PN 16 | No | 1 |  | 0
9.1.13(iii) | PN 25 | No | 1 |  | 0
c) 150 DN
9.1.13(i) | PN 10 | No | 1 |  | 0
9.1.13(ii) | PN 16 | No | 1 |  | 0
9.1.13(iii) | PN 25 | no | 1 |  | 0
d) 200 DN
9.1.13(i) | PN 10 | no | 1 |  | 0
9.1.13(ii) | PN 16 | no | 1 |  | 0
9.1.13(iii) | PN 25 | no | 1 |  | 0
9.1.14 | Commission a) 80 DN
9.1.14(i) | PN 10 | no | 1 |  | 0
9.1.14(ii) | PN 16 | no | 1 |  | 0
9.1.14(iii) | PN 25 | no | 1 |  | 0
b) 100 DN
9.1.14(i) | PN 10 | no | 1 |  | 0
9.1.14(ii) | PN 16 | no | 1 |  | 0
9.1.14(iii) | PN 25 | no | 1 |  | 0
c) 150 DN
9.1.14(i) | PN 10 | no | 1 |  | 0
9.1.14(ii) | PN 16 | no | 1 |  | 0
9.1.14(iii) | PN 25 | no | 1 |  | 0
d) 200 DN
9.1.14(i) | PN 10 | no | 1 |  | 0
9.1.14(ii) | PN 16 | no | 1 |  | 0
9.1.14(iii) | PN 25 | no | 1 |  | 0
9.2 | Supply, install and commission the following gate valves fitted with wedge gates. Valves to comply with SABS 664, waterworks applications with cap top, plain thrust collar, non-rising spindle, clock- wise closing and having flanged ends: a) 80 DN
9.2(i) | PN 10 | no | 1 |  | 0
9.2(ii) | PN 16 | no | 1 |  | 0
9.2(iii) | PN 25 | no | 1 |  | 0
b) 100 DN
9.2(i) | PN 10 | no | 1 |  | 0
9.2(ii) | PN 16 | no | 1 |  | 0
9.2(iii) | PN 25 | no | 1 |  | 0
c) 150 DN
9.2(i) | PN 10 | no | 1 |  | 0
9.2(ii) | PN 16 | no | 1 |  | 0
9.2(iii) | PN 25 | no | 1 |  | 0
d) 200 DN
9.2(i) | PN 10 | no | 1 |  | 0
9.2(ii) | PN 16 | no | 1 |  | 0
9.2(iii) | PN 25 | no | 1 |  | 0
9.3 | Mark-up rates
9.3.1 | Percentage mark-up on rates listed on term contracts | % | 1 | %
9.3.2 | Percentage mark-up on items (with attached invoices) approved by the Employer or his representative for materials, (other than those set out in this list) used in execution of work ordered by the Employer | % |  | %
9.4 | Tip trucks
9.4(a) | 6 m3 | km | 1 |  | 0
9.4(b) | 10 m3 | km | 1 |  | 0
9.5 | Flat bed trucks
9.5(a) | 5t | km | 1 |  | 0
9.5(b) | 7t | km | 1 |  | 0
9.6 | LDV
9.6(a) | 2 x 4WD | km | 1 |  | 0
9.6(b) | 4 x 4WD | km | 1 |  | 0
| Subtotal |  |  | R | R
| TOTAL OF SCHEDULE 8 CARRIED FORWARD TO SUMMARY |  |  | R | R

## S9 WAFER PATTERN CHECK VALVES A
SCHEDULE 9 : WAFER PATTERN CHECK VALVES AND THE SUPPLY OF ALL MATERIAL
Item No | Description | Unit | Qty | Rate | Amount
10 | WAFER PATTERN CHECK VALVES Compact, single door, wafer pattern check valves.
Note: Rates to include the cost of all staff required plus overheads where appropriate and the guarantee of all parts, materials and workmanship, but exclude the cost of spares unless the latter is specified.
10.1 | Servicing and repair of valves in the following diameters and pressure rating PN25
10.1.1 | Remove valve
10.1.1(a) | 100 DN | no | 1 |  | 0
10.1.1(b) | 150 DN | no | 1 |  | 0
10.1.1(c) | 200DN | no | 1 |  | 0
10.1.2 | Dismantle
10.1.2(a) | 100 DN | no | 1 |  | 0
10.1.2(b) | 150 DN | no | 1 |  | 0
10.1.2(c) | 200DN | no | 1 |  | 0
10.1.3 | Blast
10.1.3(a) | 100 DN | no | 1 |  | 0
10.1.3(b) | 150 DN | no | 1 |  | 0
10.1.3(c) | 200DN | no | 1 |  | 0
10.1.4 | Clean
10.1.4(a) | 100 DN | no | 1 |  | 0
10.1.4(b) | 150 DN | no | 1 |  | 0
10.1.4(c) | 200DN | no | 1 |  | 0
10.1.5 | Inspect
10.1.5(a) | 100 DN | no | 1 |  | 0
10.1.5(b) | 150 DN | no | 1 |  | 0
10.1.5(c) | 200DN | no | 1 |  | 0
10.1.6 | Submit inspection report
10.1.6(a) | 100 DN | no | 1 |  | 0
10.1.6(b) | 150 DN | no | 1 |  | 0
10.1.6(c) | 200DN | no | 1 |  | 0
10.1.7 | Epoxy coat (min thickness 300 micron)
10.1.7(a) | 100 DN | no | 1 |  | 0
10.1.7(b) | 150 DN | no | 1 |  | 0
10.1.7(c) | 200DN | no | 1 |  | 0
10.1.8 | Reassemble
10.1.8(a) | 100 DN | no | 1 |  | 0
10.1.8(b) | 150 DN | no | 1 |  | 0
10.1.8(c) | 200DN | no | 1 |  | 0
10.1.9 | Pressure test
10.1.9(a) | 100 DN | no | 1 |  | 0
10.1.9(b) | 150 DN | no | 1 |  | 0
10.1.9(c) | 200DN | no | 1 |  | 0
10.1.10 | Submit pressure test certificate
10.1.10(a) | 100 DN | no | 1 |  | 0
10.1.10(b) | 150 DN | no | 1 |  | 0
10.1.10(c) | 200DN | no | 1 |  | 0
10.1.11 | Install
10.1.11(a) | 100 DN | no | 1 |  | 0
10.1.11(b) | 150 DN | no | 1 |  | 0
10.1.11(c) | 200DN | no | 1 |  | 0
10.1.12 | Commission
10.1.12(a) | 100 DN | no | 1 |  | 0
10.1.12(b) | 150 DN | no | 1 |  | 0
10.1.12(c) | 200DN | no | 1 |  | 0
10.2 | Supply, install and commission the following completely new compact wafer pattern check valves, having a free unobstructed orifice when open. Valve to have a cast iron body, a single stainless steel disc with torsion spring and inserted seat with sealing O-ring. Valve suitable for installation between the specified flange pressure ratings. a) 100 DN
10.2(i) | PN 25 ref. no. ……………………………. | no | 1 |  | 0
10.2(ii) | PN 40 ref. no. ……………………………. | no | 1 |  | 0
Name of Manufacturer: ………………………………………………….
b) 150 DN
10.2(i) | PN 25 ref. no. ……………………………. | no | 1 |  | 0
10.2(ii) | PN 40 ref. no. ……………………………. | no | 1 |  | 0
Name of Manufacturer: ………………………………………………….
c) 200 DN
10.2(i) | PN 25 ref. no. ……………………………. | no | 1 |  | 0
10.2(ii) | PN 40 ref. no. ……………………………. | no | 1 |  | 0
Name of Manufacturer: ………………………………………………….
10.3 | Mark-up rates
10.3.1 | Percentage mark-up on rates listed on term contracts | % |  | %
10.3.2 | Percentage mark-up on items (with attached invoices) approved by the Employer or his representative for materials, (other than those set out in this list) used in execution of work ordered by the Employer | % |  | %
10.4 | Tip trucks
10.4(a) | 6 m3 | km | 1 |  | 0
10.4(b) | 10 m3 | km | 1 |  | 0
10.5 | Flat bed trucks
10.5(a) | 5t | km | 1 |  | 0
10.5(b) | 7t | km | 1 |  | 0
10.6 | LDV
10.6(a) | 2 x 4WD | km | 1 |  | 0
10.6(b) | 4 x 4WD | km | 1 |  | 0
| Subtotal |  |  | R | R
| SUBTOTAL TOTAL SCHEDULE 9 CARRIED FORWARD TO SUMMARY |  |  | R | R

## S10 HYDRAULIC FLOW CONTROL VALV
SCHEDULE 10 : HYDRAULIC FLOW CONTROL VALVES AND THE SUPPLY OF ALL MATERIAL
Item No | Description | Unit | Qty | Rate | Amount
11 | HYDRAULIC FLOW CONTROL VALVES Hydraulically operated, Y-pattern body, flow rate control valve with double-chambered diaphragm actuator, complete with pitot tube, flow rate pilot valve and large control filter. Note: Rates to include the cost of all staff required plus overheads where appropriate and the guarantee of all parts, materials and workmanship, but ex- clude the cost of spares unless the latter is specified.
11.1 | Servicing and repair of valves in the following dia- meters and pressure rating:
11.1.1 | Remove valve a) 100DN
11.1.1(i) | PN 16 | no | 1 |  | 0
11.1.1(ii) | PN 25 | no | 1 |  | 0
b) 150DN
11.1.1(i) | PN 16 | no | 1 |  | 0
11.1.1(ii) | PN 25 | no | 1 |  | 0
c) 200DN
11.1.1(i) | PN 16 | no | 1 |  | 0
11.1.1(ii) | PN 25 | no | 1 |  | 0
11.1.2 | Dismantle a) 100DN
11.1.2(i) | PN 16 | no | 1 |  | 0
11.1.2(ii) | PN 25 | no | 1 |  | 0
b) 150DN
11.1.2(i) | PN 16 | no | 1 |  | 0
11.1.2(ii) | PN 25 | no | 1 |  | 0
c) 200DN
11.1.2(i) | PN 16 | no | 1 |  | 0
11.1.2(ii) | PN 25 | no | 1 |  | 0
11.1.3 | Blast a) 100DN
11.1.3(i) | PN 16 | no | 1 |  | 0
11.1.3(ii) | PN 25 | no | 1 |  | 0
b) 150DN
11.1.3(i) | PN 16 | no | 1 |  | 0
11.1.3(ii) | PN 25 | no | 1 |  | 0
c) 200DN
11.1.3(i) | PN 16 | no | 1 |  | 0
11.1.3(ii) | PN 25 | no | 1 |  | 0
11.1.4 | Clean a) 100DN
11.1.4(i) | PN 16 | no | 1 |  | 0
11.1.4(ii) | PN 25 | no | 1 |  | 0
b) 150DN
11.1.4(i) | PN 16 | no | 1 |  | 0
11.1.4(ii) | PN 25 | no | 1 |  | 0
c) 200DN
11.1.4(i) | PN 16 | no | 1 |  | 0
11.1.4(ii) | PN 25 | no | 1 |  | 0
11.1.5 | Inspect all wearing parts including pilot valve
a) 100DN
11.1.5(i) | PN 16 | no | 1 |  | 0
11.1.5(ii) | PN 25 | no | 1 |  | 0
b) 150DN
11.1.5(i) | PN 16 | no | 1 |  | 0
11.1.5(ii) | PN 25 | no | 1 |  | 0
c) 200DN
11.1.5(i) | PN 16 | no | 1 |  | 0
11.1.5(ii) | PN 25 | no | 1 |  | 0
11.1.6 | Submit inspection report a) 100DN
11.1.6(i) | PN 16 | no | 1 |  | 0
11.1.6(ii) | PN 25 | no | 1 |  | 0
b) 150DN
11.1.6(i) | PN 16 | no | 1 |  | 0
11.1.6(ii) | PN 25 | no | 1 |  | 0
c) 200DN
11.1.6(i) | PN 16 | no | 1 |  | 0
11.1.6(ii) | PN 25 | no | 1 |  | 0
11.1.7 | Replace body seats a) 100DN
11.1.7(i) | PN 16 | no | 1 |  | 0
11.1.7(ii) | PN 25 | no | 1 |  | 0
b) 150DN
11.1.7(i) | PN 16 | no | 1 |  | 0
11.1.7(ii) | PN 25 | no | 1 |  | 0
c) 200DN
11.1.7(i) | PN 16 | no | 1 |  | 0
11.1.7(ii) | PN 25 | no | 1 |  | 0
11.1.8 | Epoxy coat (min thickness 300 micron) a) 100DN
11.1.8(i) | PN 16 | no | 1 |  | 0
11.1.8(ii) | PN 25 | no | 1 |  | 0
b) 150DN
11.1.8(i) | PN 16 | no | 1 |  | 0
11.1.8(ii) | PN 25 | no | 1 |  | 0
c) 200DN
11.1.8(i) | PN 16 | no | 1 |  | 0
11.1.8(ii) | PN 25 | no | 1 |  | 0
11.1.9 | Reassemble a) 100DN
11.1.9(i) | PN 16 | no | 1 |  | 0
11.1.9(ii) | PN 25 | no | 1 |  | 0
b) 150DN
11.1.9(i) | PN 16 | no | 1 |  | 0
11.1.9(ii) | PN 25 | no | 1 |  | 0
c) 200DN
11.1.9(i) | PN 16 | no | 1 |  | 0
11.1.9(ii) | PN 25 | no | 1 |  | 0
11.1.10 | Pressure test and reset operation limits a) 100DN
11.1.10(i) | PN 16 | no | 1 |  | 0
11.1.10(ii) | PN 25 | no | 1 |  | 0
b) 150DN
11.1.10(i) | PN 16 | no | 1 |  | 0
11.1.10(ii) | PN 25 | no | 1 |  | 0
c) 200DN
11.1.10(i) | PN 16 | no | 1 |  | 0
11.1.10(ii) | PN 25 | no | 1 |  | 0
11.1.11 | Submit pressure test certificate and confirm correct setting of operation limits a) 100DN
11.1.11(i) | PN 16 | no | 1 |  | 0
11.1.11(ii) | PN 25 | no | 1 |  | 0
b) 150DN
11.1.11(i) | PN 16 | no | 1 |  | 0
11.1.11(ii) | PN 25 | no | 1 |  | 0
c) 200DN
11.1.11(i) | PN 16 | no | 1 |  | 0
11.1.11(ii) | PN 25 | no | 1 |  | 0
11.1.12 | Install
a) 100DN
11.1.12(i) | PN 16 | no | 1 |  | 0
11.1.12(ii) | PN 25 | no | 1 |  | 0
b) 150DN
11.1.12(i) | PN 16 | no | 1 |  | 0
11.1.12(ii) | PN 25 | no | 1 |  | 0
c) 200DN
11.1.12(i) | PN 16 | no | 1 |  | 0
11.1.12(ii) | PN 25 | no | 1 |  | 0
11.1.13 | Commission
a) 100DN
11.1.13(i) | PN 16 | no | 1 |  | 0
11.1.13(ii) | PN 25 | no | 1 |  | 0
b) 150DN
11.1.13(i) | PN 16 | no | 1 |  | 0
11.1.13(ii) | PN 25 | no | 1 |  | 0
c) 200DN
11.1.13(i) | PN 16 | no | 1 |  | 0
11.1.13(ii) | PN 25 | no | 1 |  | 0
11.2 | Supply, install and commission the following completely new flanged, hydraulically operated, Y-pattern body, flow rate control valve with double- chambered diaphragm actuator, complete with pitot tube, flow rate valve and control tubing:
a) 100 DN
11.2(i) | PN 16 ref. no. …..……………………….. | no | 1 |  | 0
11.2(ii) | PN 25 ref. no. …..……………………….. | no | 1 |  | 0
Name of Manufacturer:
………………………………………………….
b) 150 DN
11.2(i) | PN 16 ref. no. …..……………………….. | no | 1 |  | 0
11.2(ii) | PN 25 ref. no. …..……………………….. | no | 1 |  | 0
Name of Manufacturer:
………………………………………………….
c) 200 DN
11.2(i) | PN 16 ref. no. …..……………………….. | no | 1 |  | 0
11.2(ii) | PN 25 ref. no. …..……………………….. | no | 1 |  | 0
Name of Manufacturer:
…………………………………………………. Name of Manufacturer:
Subtotal Carried Forward
11.3 | Mark-up rates
11.3.1 | Percentage mark-up on rates listed on term Contracts % | % | %
11.3.2 | Percentage mark-up on items (with attached in- voices) approved by the Employer or his represen- tative for materials, (other than those set out in this list) used in execution of work ordered by the Employer | % | %
11.4 | Tip trucks
11.4(a) | 6 m³ | km | 1
11.4(b) | 10 m³ | km | 1
11.5 | Flat bed trucks
11.5(a) | 5t | km | 1
11.5(b) | 7t | km | 1
11.6 | LDV
11.6(a) | 2 x 4WD | km | 1
11.6(b) | 4 x 4WD | km | 1
| SUBTOTAL |  |  | R | R
| TOTAL SCHEDULE 10 CARRIED FORWARD TO SUMMARY |  |  | R | R

## S11 SURGE ANTICIPATING CONTROL
SCHEDULE 11 : SURGE ANTICIPATING CONTROL VALVE
Item No | Description | Unit | Qty | Rate | Amount
12 | HYDRAULICALLY OPERATED SURGE ANTICIPATING CONTROL VALVE Hydraulically operated, Y-pattern body, surge anticipating control valve with double-chambered diaphragm actuator, complete with 3 way sustaining pilot, relief pilot, V-port throttling plug and large control filter. Note: Rates to include the cost of all staff required plus overheads where appropriate and the guarantee of all parts, materials and workmanship, but exclude the cost of spares unless the latter is specified.
12.1 | Servicing and repair of valves in the following dia- meters and pressure rating:
12.1.1 | Remove valve
12.1.1(a) | 150DN PN 25 | no | 1 |  | 0
12.1.1(b) | 200DN PN 25 | no | 1 |  | 0
12.1.2 | Dismantle
12.1.2(a) | 150DN PN 25 | no | 1 |  | 0
12.1.2(b) | 200DN PN 25 | no | 1 |  | 0
12.1.3 | Blast
12.1.3(a) | 150DN PN 25 | no | 1 |  | 0
12.1.3(b) | 200DN PN 25 | no | 1 |  | 0
12.1.4 | Clean
12.1.4(a) | 150DN PN 25 | no | 1 |  | 0
12.1.4(b) | 200DN PN 25 | no | 1 |  | 0
12.1.5 | Inspect all wearing parts including pilot valve
12.1.5(a) | 150DN PN 25 | no | 1 |  | 0
12.1.5(b) | 200DN PN 25 | no | 1 |  | 0
12.1.6 | Submit inspection report
12.1.6(a) | 150DN PN 25 | no | 1 |  | 0
12.1.6(b) | 200DN PN 25 | no | 1 |  | 0
12.1.7 | Replace body seats
12.1.7(a) | 150DN PN 25 | no | 1 |  | 0
12.1.7(b) | 200DN PN 25 | no | 1 |  | 0
12.1.8 | Epoxy coat (min thickness 300 micron)
12.1.8(a) | 150DN PN 25 | no | 1 |  | 0
12.1.8(b) | 200DN PN 25 | no | 1 |  | 0
12.1.9 | Reassemble
12.1.9(a) | 150DN PN 25 | no | 1 |  | 0
12.1.9(b) | 200DN PN 25 | no | 1 |  | 0
12.1.10 | Pressure test and reset operation limits
12.1.10(a) | 150DN PN 25 | no | 1 |  | 0
12.1.10(b) | 200DN PN 25 | no | 1 |  | 0
12.1.11 | Submit pressure test certificate and confirm correct setting of operation limits
12.1.11(a) | 150DN PN 25 | no | 1 |  | 0
12.1.11(b) | 200DN PN 25 | no | 1 |  | 0
12.1.12 | Install
12.1.12(a) | 150DN PN 25 | no | 1 |  | 0
12.1.12(b) | 200DN PN 25 | no | 1 |  | 0
12.1.13 | Commission
12.1.13(a) | 150DN PN 25 | no | 1 |  | 0
12.1.13(b) | 200DN PN 25 | no | 1 |  | 0
12.2 | Supply, install and commission the following completely new flanged, hydraulically operated, Y-pattern body, surge anticipating control valve with double-chambered diaphragm actuator, complete with 3-way sustaining pilot, relief pilot, V-port throttling plug, large control filter and control tubing:
a) 150 DN
12.2(i) | PN 16 ref. no. …..……………………….. | no | 1 |  | 0
12.2(ii) | PN 25 ref. no. …..……………………….. | no | 1 |  | 0
Name of Manufacturer: …………………………………………………. b) 200 DN
12.2(i) | PN 16 ref. no. …..……………………….. | no | 1 |  | 0
12.2(ii) | PN 25 ref. no. …..……………………….. | no | 1 |  | 0
Name of Manufacturer: ………………………………………………….
12.3 | Mark-up rates
12.3.1 | Percentage mark-up on rates listed on term contracts | % |  | %
12.3.2 | Percentage mark-up on items (with attached invoices) approved by the Employer or his representative for materials, (other that those set out in this list) used in execution of work ordered by the Employer | % |  | %
12.4 | Tip trucks
12.4(a) | 6 m³ | km | 1 |  | 0
12.4(b) | 10 m³ | km | 1 |  | 0
12.5 | Flat bed trucks
12.5(a) | 5t | km | 1 |  | 0
12.5(b) | 7t | km | 1 |  | 0
12.6 | LDV
12.6(a) | 2 x 4WD | km | 1 |  | 0
12.6(b) | 4 x 4WD | km | 1 |  | 0
| SUBTOTAL |  |  | R | R
| SUBTOTAL TOTAL SCHEDULE 11 CARRIED FORWARD TO SUMMARY |  |  | R | R

## S12 PUMP (CENTRIFUGAL, AXIAL FL
SCHEDULE 12 : PUMP (CENTRIFUGAL, AXIAL FLOW, VERTICAL OR HORIZONTAL SPLITS, MULTI STAGE)
Item No | Description | Unit | Qty | Rate | Amount
13 | PUMP Centrifugal, axial flow, horizontal split case, dual stage, flow rate 100 l/s, motor rating 185 kW.
Note: Rates to include the cost of all staff required plus overheads where appropriate and the guarantee of all parts, materials and workmanship, but ex- clude the cost of spares unless the latter is specified.
13.1 | Servicing and repair of one pump:
13.1.1 | Operate pumpset on site in its installed position, establish and record:
13.1.1(a) | Current drawn on each phase | set | 1 |  | 0
13.1.1(b) | Vibration tests on pump bearings | set | 1 |  | 0
13.1.1(c) | Vibration tests on motor bearings | set | 1 |  | 0
13.1.1(d) | Check alignment of pump and motor | set | 1 |  | 0
13.1.2 | Disconnect mechanical coupling between pump and motor and record: vibration tests on motor Bearings | set | 1 |  | 0
13.1.3 | Remove (on site) top half casing of pump, inspect and report | set | 1 |  | 0
13.1.4 | Uncouple shaft coupling and loose pipework | set | 1 |  | 0
13.1.5 | Remove pump | no | 1 |  | 0
13.1.6 | Dismantle pump in workshop | no | 1 |  | 0
13.1.7 | Clean pump | no | 1 |  | 0
13.1.8 | Inspect | no | 1 |  | 0
13.1.9 | Submit inspection report | no | 1 |  | 0
13.1.10 | Blast | no | 1 |  | 0
13.1.11 | Epoxy coat internally | no | 1 |  | 0
13.1.12 | Supply and replace shaft with new | no | 1 |  | 0
13.1.13 | Supply and replace 425 dia bronze suction impeller with new | no | 1 |  | 0
13.1.14 | Supply and replace 425 dia bronze delivery impeller with new | no | 1 |  | 0
13.1.15 | Supply and fit new shaft sleeves | set | 1 |  | 0
13.1.16 | Supply and fit new bearing (DE + NDE) | set | 1 |  | 0
13.1.17 | Supply and fit new neckrings and wearing rings | set | 1 |  | 0
13.1.18 | Supply and fit new water flingers | set | 1 |  | 0
13.1.19 | Balance rotating assembly and submit test report | no | 1 |  | 0
13.1.20 | Supply and replace packings | set | 1 |  | 0
13.1.21 | Reassemble pump | no | 1 |  | 0
13.1.22 | Coat pump externally to existing colour code | no | 1 |  | 0
13.1.23 | Supply test report | no | 1 |  | 0
13.1.24 | Install, connect and align | set | 1 |  | 0
13.1.25 | Test run and commission | set | 1 |  | 0
13.1.26 | Supply condition of plant report on all work done as well as alignment control sheet | set | 1 |  | 0
13.1.27 | Supply, installation, connection, testing and commissioning of new pumps, including shaft alignment of motor for V-belts or pump coupling for horizontal multistage pumps:
| 2 stage 3 stage | no | 1 |  | 0
| 4 stage 5 stage 6 stage 7 stage | no | 1 |  | 0
| 11 stage 14 stage | no | 1 |  | 0
13.1.28 | Supply, installation, connection, testing and commissioning of new pumps, including shaft alignment of motor for V-belts or pump coupling for vertical multistage pumps:
| 0.5kW 1.1kW 5.5kW | no | 1 |  | 0
| 7.5kW 11kW | no | 1 |  | 0
| 37kW | no | 1 |  | 0
13.1.29 | Supply, installation, connection, testing and commissioning of new pumps, including shaft alignment of motor or pump coupling and end-suction pumps:
| 065 – 40 - 160 065 – 40 - 250 | no | 1 |  | 0
| 065 – 40 - 315 065 – 50 - 200 | no | 1 |  | 0
| 065 – 50 - 250 065 – 50 - 315 | no | 1 |  | 0
13.1.30 | Supply, installation, connection, testing and commissioning of new pumps, including shaft alignment of motor or pump coupling and progressive cavity pumps:
| HD 7 HD 10 H | no | 1 |  | 0
| HD 20 H HD 45 H | no | 1 |  | 0
| HD 115 H | no | 1 |  | 0
13.1.31 | Supply, installation, connection, testing and commissioning of new pumps, including shaft alignment of motor or pump coupling and Split case pumps: Omega 100 | no | 1 |  | 0
| Omega 250 EME 200 - 250 | no | 1 |  | 0
13.1.32 | Supply, installation, connection, testing and commissioning of new pumps, including shaft alignment of motor or pump coupling and Submersible pumps:
| 0.5kW 1.1kW | no | 1 |  | 0
| 2.2kW 3kW | no | 1 |  | 0
| 18Kw 22kW | no | 1 |  | 0
| 30kW 37kW | no | 1 |  | 0
13.2 | Mark-up rates
13.2.1 | Percentage mark-up on rates listed on term contracts | % |  | %
13.2.2 | Percentage mark-up on items (with attached in- voices) approved by the Employer or his represen- tative for materials, (other than those set out in this list) used in execution of work ordered by the Employer | % |  | %
13.3 | Tip trucks
13.3(a) | 6 m³ | km | 1 |  | 0
13.3(b) | 10 m³ | km | 1 |  | 0
13.4 | Flat bed trucks
13.4(a) | 5t | km | 1 |  | 0
13.4(b) | 7t | km | 1 |  | 0
13.5 | LDV
13.5(a) | 2 x 4WD | km | 1 |  | 0
13.5(b) | 4 x 4WD | km | 1 |  | 0
| SUBTOTAL |  |  | R | R
| TOTAL SCHEDULE 12 CARRIED FORWARD TO SUMMARY |  |  | R | R
Note: BID price must include value added tax. ______________________________________

## S13 SCREENS (TRASH RACKS) AND T
SCHEDULE 13 : SCREENS (TRASH RACKS) AND THE SUPPLY OF ALL MATERIAL
Item No | Description | Unit | Qty | Rate | Amount
15 | SCREENS Trash racks (repairs)
Note: Rates to include the cost of all staff required plus overheads where appropriate and the guarantee of all parts, materials and workmanship, but ex- clude the cost of spares unless the latter is specified.
15.1 | Repairs to screens Note: differentiation made between screened areas.
15.1.1 | Remove screen
15.1.1(a) | up to 2,5m² | no | 1 |  | 0
15.1.1(b) | exceeding 2,5m² up to 5m² | no | 1 |  | 0
15.1.1(c) | exceeding 5m² up to 16m² | no | 1 |  | 0
15.1.2 | Dismantle
15.1.2(a) | up to 2,5m² | no | 1 |  | 0
15.1.2(b) | exceeding 2,5m² up to 5m² | no | 1 |  | 0
15.1.2(c) | exceeding 5m² up to 16m² | no | 1 |  | 0
15.1.3 | Remove algae growth and clean
15.1.3(a) | up to 2,5m² | no | 1 |  | 0
15.1.3(b) | exceeding 2,5m² up to 5m² | no | 1 |  | 0
15.1.3(c) | exceeding 5m² up to 16m² | no | 1 |  | 0
15.1.4 | Inspect and deliver report
15.1.4(a) | up to 2,5m² | no | 1 |  | 0
15.1.4(b) | exceeding 2,5m² up to 5m² | no | 1 |  | 0
15.1.4(c) | exceeding 5m² up to 16m² | no | 1 |  | 0
15.1.5 | Supply material and repair
15.1.5(a) | up to 2,5m² | no | 1 |  | 0
15.1.5(b) | exceeding 2,5m² up to 5m² | no | 1 |  | 0
15.1.5(c) | exceeding 5m² up to 16m² | no | 1 |  | 0
15.1.6 | Corrosion protection by hot-dip galvanizing
15.1.6(a) | up to 2,5m² | no | 1 |  | 0
15.1.6(b) | exceeding 2,5m² up to 5m² | no | 1 |  | 0
15.1.6(c) | exceeding 5m² up to 16m² | no | 1 |  | 0
15.1.7 | Assemble and transport to site
15.1.7(a) | up to 2,5m² | no | 1 |  | 0
15.1.7(b) | exceeding 2,5m² up to 5m² | no | 1 |  | 0
15.1.7(c) | exceeding 5m² up to 16m² | no | 1 |  | 0
15.1.8 | Install and test
15.1.8(a) | up to 2,5m² | no | 1 |  | 0
15.1.8(b) | exceeding 2,5m² up to 5m² | no | 1 |  | 0
15.1.8(c) | exceeding 5m² up to 16m² | no | 1 |  | 0
15.1.9 | Submit test reports
15.1.9(a) | up to 2,5m² | no | 1 |  | 0
15.1.9(b) | exceeding 2,5m² up to 5m² | no | 1 |  | 0
15.1.9(c) | exceeding 5m² up to 16m² | no | 1 |  | 0
15.3 | Mark-up rates
15.3.1 | Percentage mark-up on rates listed on term contracts | %
15.3.2 | Percentage mark-up on items (with attached in- voices) approved by the Employer or his represen- tative for materials, (other than those set out in this list) used in execution of work ordered by the Employer | %
15.4 | Tip trucks
15.4(a) | 6 m3 | km | 1 |  | 0
15.4(b) | 10 m3 | km | 1 |  | 0
15.5 | Flat bed trucks
15.5(a) | 5t | km | 1 |  | 0
15.5(b) | 7t | km | 1 |  | 0
15.6 | LDV
15.6(a) | 2 x 4WD | km | 1 |  | 0
15.6(b) | 4 x 4WD | km | 1 |  | 0
| SUBTOTAL |  |  | R | R
| SUBTOTAL TOTAL SCHEDULE 13 CARRIED FORWARD TO SUMMARY |  |  | R | R

## S14 DOSING (CHEMICAL) AND THE S
SCHEDULE 14 : DOSING (CHEMICAL) AND THE SUPPLY OF ALL MATERIAL
Item No | Description | Unit | Qty | Rate | Amount
RATE
16 | 16. DOSING (CHEMICAL)
Chemical dosing equipment as installed in water treatment works.
Note: Rates to include the cost of all staff required plus overheads where appropriate and the guarantee of all parts, materials and workmanship, but ex- clude the cost of spares unless the latter is specified.
16.1 | 16.1 Repairs to chemical dosing equipment
16.1.1 | 16.1.1 Inspect operation of diaphragm actuated chemical dosing pump on site | set | 1 |  | 0
16..2 | 16..2 Disconnect and remove | set | 1 |  | 0
16.1.3 | 16.1.3 Dismantle, inspect and deliver report | set | 1 |  | 0
16.1.4 | 16.1.4 Refurbish by the supply and installation of the following new spare parts:
16.1.4(a) | motor drive unit; 3 ph; 0,09 Kw | no | 1 |  | 0
16.1.4(b) | motor drive unit; 3 ph; 0,25 Kw | no | 1 |  | 0
c) | PVC dosing head (max. capacity 100 l/h; max pressure 10 bar) no | no
d) | Stainless steel dosing head (max. capacity 100 l/h; max pressure 10 bar) no | no
e) | Piston spring no Diaphragm no | no
g) | Diaphragm protection valve no O-rings set | no
16.1.5 | Assemble and transport to site set | set
16.1.6 | Install and test set | set
16.1.7 | Submit test reports set | set
16.2 | Supply, install and commission the following completely new diaphragm actuated chemical dosing pumps:
a) | with PVC dosing head (max. capacity 100 l/h; max. pressure 10 bar) and 0,25 kW drive motor (3 phase) set | set
Model reference: …………………………….. Manufacturer: ……………………………..
b) | with stainless steel dosing head (max. capacity 100 l/h; max pressure 10 bar) and 0,25 kW drive motor (3 phase) set | set
Model reference: …………………………….. Manufacturer: …………………………………
16.3 | 16.3 Mark-up rates
16.3.1 | 16.3.1 Percentage mark-up on rates listed on term contracts % | % |  | %
16.4.2 | 16.4.2 Percentage mark-up on items (with attached invoices) approved by the Employer or his representative for materials, (other than those set out in this list) used in execution of work ordered by the Employer % | % |  | %
16.4 | 16.4 Tip trucks
16.4(a) | 6 m3 h | km | 1 |  | 0
16.4(b) | 10 m3 h | km | 1 |  | 0
16.5 | 16.5 Flat bed trucks
16.5(a) | 5t km | km | 1 |  | 0
16.5(b) | 7t km | km | 1 |  | 0
16.6 | 16.6 LDV
16.6(a) | 2 x 4WD km | km | 1 |  | 0
16.6(b) | 4 x 4WD km | km | 1 |  | 0
| SUBTOTAL |  |  | R | R
| TOTAL SCHEDULE 14 CARRIED FORWARD TO SUMMARY |  |  | R | R

## S15 CHLORINATION SYSTEM AND THE
SCHEDULE 15 : CHLORINATION SYSTEM AND THE SUPPLY OF ALL MATERIAL
Item No | Description | Unit | Qty | Rate | Amount
17 | CHLORINATION EQUIPMENT
Note: Rates to include the cost of all staff required plus overheads where appropriate and the guarantee of all parts, materials and workmanship, but ex- clude the cost of spares unless the latter is specified.
17.1 | Service and repair of chlorine gas dosing equipment
17.1.1 | Disconnect and inspect the following chlorine gas dosing equipment (with capacity of 250 g/h) on site:
17.1.1(a) | vacuum regulator | set | 1 |  | 0
17.1.1(b) | dosing unit | set | 1 |  | 0
17.1.1(c) | automatic change-over device | set | 1 |  | 0
17.1.1(d) | Injector | set | 1 |  | 0
17.1.2 | Remove equipment on site | set | 1 |  | 0
17.1.3 | Dismantle in workshop and inspect:
17.1.3(a) | vacuum regulator | set | 1 |  | 0
17.1.3(b) | dosing unit | set | 1 |  | 0
17.1.3(c) | automatic change-over device | set | 1 |  | 0
17.1.3(d) | Injector | set | 1 |  | 0
17.1.4 | Supply and install the following new spare parts for the vacuum regulator and dosing unit:
17.1.4(a) | contact manometer | no | 1 |  | 0
17.1.4(b) | cylinder connection valve | no | 1 |  | 0
17.1.4(c) | pressure spring | no | 1 |  | 0
17.1.4(d) | diaphragm disc and ring | no | 1 |  | 0
17.1.4(e) | O-ring | set | 1 |  | 0
17.1.4(f) | Gaskets | set | 1 |  | 0
17.1.4(g) | valve seat | no | 1 |  | 0
17.1.5 | Supply and install the following new spare parts for the injector:
17.1.5(a) | Diffuser | no | 1 |  | 0
17.1.5(b) | O-ring | set | 1 |  | 0
17.1.5(c) | screw-in connection | no | 1 |  | 0
17.1.5(d) | Diaphragm | no | 1 |  | 0
17.1.5(e) | diaphragm disc and ring | set | 1 |  | 0
17.1.5(f) | pressure spring | no | 1 |  | 0
17.1.5(g) | Piston | no | 1 |  | 0
17.1.6 | Return the chlorination equipment to site and re- install the following:
17.1.6(a) | vacuum regulator | set | 1 |  | 0
17.1.6(b) | dosing unit | set | 1 |  | 0
17.1.6(c) | automatic change-over device | set | 1 |  | 0
17.1.6(d) | Injector | set | 1 |  | 0
17.1.7 | Commission and test:
17.1.7(a) | vacuum regulator | set | 1 |  | 0
17.1.7(b) | dosing unit | set | 1 |  | 0
17.1.7(c) | automatic change-over device | set | 1 |  | 0
17.1.7(d) | Injector | set | 1 |  | 0
17.2 | Supply, install and commission one completely new chlorine gas dosing unit (with capacity of 250 g/h) | no | 1 |  | 0
Model: ……………………………………………… Manufacturer: ………………………………………..
17.3 | Mark-up rates
17.3.1 | Percentage mark-up on rates listed on term contracts | % |  | %
17.3.2 | Percentage mark-up on items (with attached invoices) approved by the Employer or his representative for materials, (other than those set out in this list) used in execution of work ordered by the Employer | % |  | %
17.4 | Tip trucks
17.4(a) | 6 m³ | km | 1 |  | 0
17.4(b) | 10 m³ | km | 1 |  | 0
Flat bed trucks
17.4(a) | 5t | km | 1 |  | 0
17.4(b) | 7t | km | 1 |  | 0
LDV
17.4(a) | 2 x 4WD | km | 1 |  | 0
17.4(b) | 4 x 4WD | km | 1 |  | 0
| SUBTOTAL |  |  | R | R
| TOTAL SCHEDULE 15 CARRIED FORWARD TO SUMMARY |  |  | R | R

## S16 DAYWORKS
SCHEDULE 16 : DAYWORKS
Item No | Description | Unit | Qty | Rate | Amount
18.1 | DAYWORKS LABOUR
18.1(a) | Contractor's Representative | h | 1 |  | 0
18.1(b) | Surveyor | h | 1 | -
(c) Qualified Artisan
18.1(b)(i) | Plumber | h | 1 |  | 0
18.1(b)(ii) | Boilermaker | h | 1 |  | 0
18.1(b)(iii) | Bricklayer | h | 1 |  | 0
18.1(b)(iv) | Plasterer | h | 1 |  | 0
18.1(b)(v) | Welder with API 1104 Certificate | h | 1 |  | 0
18.1(b)(vi) | Electrician | h | 1 |  | 0
18.1(d) | Foreman, leader-hand | h | 1 |  | 0
18.1(e) | Semi-skilled labourer | h | 1 |  | 0
18.1(f) | Labourer | h | 1 |  | 0
(g) Other
18.1(f)(i) | ……………………………………… | h | 1 |  | 0
18.1(f)(ii) | ……………………………………… | h | 1 |  | 0
18.1(f)(iii) | ……………………………………… | h | 1 |  | 0
18.1(f)(iv) | ……………………………………… | h | 1 |  | 0
18.2 | PLANTHIRE: WORK RATES ON SITE
18.2.1 | Crane 65 t - 80 t capacity | h | 1 |  | 0
18.2.2 | TLB 60 kW - 70 Kw | h | 1 |  | 0
18.2.3 | Crawler Excavator 140 kW - 150 Kw | h | 1 |  | 0
18.2.4 | Bulldozer 160 kW - 170 Kw | h | 1 |  | 0
18.2.5 | Wheel loader 140 kW - 150 Kw | h | 1 |  | 0
18.2.6 | Motor graders 150 kW - 160 kW | h | 1 |  | 0
18.2.7 | Wheel excavators 0,4 - 1,25 m3 bucket size | h | 1 |  | 0
18.2.8 | Wheel tractor scrapers 15,0 - 16 m3 | h | 1 |  | 0
18.2.9 | Tow tractors 200 kW - 250 kW | h | 1 |  | 0
18.2.10 | (a) Water tankers 5 000 litre | h | 1 |  | 0
18.2.10(b) | Water tankers 10 000 litre | h | 1 |  | 0
18.2.11 | Dump trucks 10 - 15 m3 | h | 1 |  | 0
18.2.12 | Tip trucks
18.2.12(a) | 6 m3 | h | 1 |  | 0
18.2.12(b) | 10 m3 | h | 1 |  | 0
18.2.13 | Flat bed trucks
18.2.13(a) | 5t | km | 1 |  | 0
18.2.13(b) | 7t | km | 1 |  | 0
18.2.14 | LDV
18.2.14(a) | 2 x 4WD | km | 1 |  | 0
18.2.14(b) | 4 x 4WD | km | 1 |  | 0
18.2.15 | Lowbed 50 ton | km | 1 |  | 0
18.2.16 | Plate compactors & tampers | h | 1 |  | 0
18.2.17 | Grid rollers. Ballasted mass 14 600 kg | h | 1 |  | 0
18.2.18 | Pneumatic tyred rollers 4 000 load/wheel kg | h | 1 |  | 0
18.2.19 | Self propelled vibrating roller (smooth) 7000 – 11 300 kg | h | 1 |  | 0
18.2.20 | Self propelled vibrating roller (padfoot) 5 900 – 12 000 kg | h | 1 |  | 0
18.2.21 | Walk-behind vibrating rollers
18.2.21(a) | 500 - 630 kg | h | 1 |  | 0
18.2.21(b) | 980 - 1 350 kg | h | 1 |  | 0
18.2.22 | Towed vibrating roller | h | 1 |  | 0
18.2.23 | Portable compressors - Diesel (9,0 - 10,0 m3/min.) | h | 1 |  | 0
18.2.24 | Concrete mixer (350 : diesel driven) | h | 1 |  | 0
18.2.25 | Concrete saw (self propelled) 10 - 15 kW | h | 1 |  | 0
18.2.26 | Concrete vibrators (35 - 60 mm DN) | h | 1 |  | 0
18.2.27 | Dumpers 0,5 m3 (Hydraulic tip) | h | 1 |  | 0
18.2.28 | Water pump with 80 mm DN outlet (diesel driven) | h | 1 |  | 0
18.2.29 | Arc-welding unit (300 A) | h | 1 |  | 0
18.2.30 | Generating sets
18.2.30(a) | 1,5 kVA (petrol) 220V | h | 1 |  | 0
18.2.30(b) | 5 kVA (petrol) 220V | h | 1 |  | 0
18.2.30(c) | 30 kVA (diesel) 380V - 3ph | h | 1 |  | 0
18.2.30(d) | 50 kVA (diesel) 380V - 3ph | h | 1 |  | 0
18.2.30(e) | 100 kVA (diesel) 380V - 3ph | h | 1 |  | 0
18.3 | LABOUR BASED TOOLS
18.3(a) | Pick | day | 1 |  | 0
18.3(b) | Shovel | day | 1 |  | 0
18.3(c) | Crowbar | day | 1 |  | 0
18.3(d) | Bucket (10 ) | day | 1 |  | 0
18.3(e) | Wheelbarrow | day | 1 |  | 0
18.4 | Percentage mark-up on items approved by the client or representative with attached invoices for material used. | %
| SUBTOTAL |  |  | R | R
| TOTAL SCHEDULE 16 CARRIED FORWARD TO SUMMARY |  |  | R | R

## S4 HANDPUMPS
SCHEDULE 4: HANDPUMPS
Item No | Description | Unit | Qty | Rate | Amount
4 | Note: Supply & delivery of the equipment required for handpump installation
4.1 | Complete installation and commissioning | m | 1 |  | 0
4.1(a) | Helical Roter Positives Displacement + Vertical Hand Operated Type (various borehole depths). | m | 1 |  | 0
4.1(b) | Positive Displacement | m | 1 |  | 0
| Hand operated piston Type (various borehole depths) | m | 1 |  | 0
4.2 | (a) Concrete pedestal for Helical positive Displacement vertical hand operated type including holding down bolts complete as per specification. | no | 1 |  | 0
4.2(b) | Concrete pedestal for Positive Displacement hand operated piston type including holding down bolts complete | no | 1 |  | 0
4.3 | Removal of existing Handpump | no | 1 |  | 0
4.4 | Mark-up rates
4.4(a) | Percentage mark-up on rates listed on term contracts | % |  | %
4.4(b) | Percentage mark-up on items approved by the client or his representative with attached invoices for material used. | % |  | %
4.5 | Tip trucks
4.5(a) | 6 m3 | km | 1 |  | 0
4.5(b) | 10 m3 | km | 1 |  | 0
4.6 | Flat bed trucks
4.6(a) | 5t | km | 1 |  | 0
4.6(b) | 7t | km | 1 |  | 0
4.7 | LDV
4.7(a) | 2x4WD | km | 1 |  | 0
4.7(b) | 4x4WD | km | 1 |  | 0
| SUBTOTAL |  |  | R | R
| TOTAL SCHEDULE 4 CARRIED FORWARD TO SUMMARY |  |  | R | R
Note: BID price must include value added tax.

## S5 ELEVATED TANKS
SCHEDULE 5: ELEVATED TANKS
Item No | Description | Unit | Qty | Rate | Amount
5.1 | Sectional Pressed Steel Elevated Tanks
5.1.1 | Earthworks
5.1.1(a) | Excavate in all materials for concrete bases | m3 | 1 |  | 0
5.1.1(b) | Extra-over for items 6.1.1(a) for intermediate material | m3 | 1 |  | 0
5.1.1(c) | Extra-over for item 6.1.1(a) for hard rock | m3 | 1 |  | 0
5.1.2 | Concrete
5.1.2(a) | Bedding layer in 10 Mpa/19 mm concrete, 75 mm thick | m2 | 1 |  | 0
5.1.2(b) | Supply, mix and place Class 25/20 concrete for column bases | m3 | 1 |  | 0
5.1.3 | REINFORCEMENT
5.1.3.1 | Mild steel bars
5.1.3.1(a) | Diameter 25 mm: Basic price | kg | 1 |  | 0
(b) Extra over 6.1.3.1 (a) (Provisional quantities for bars of diameter)
5.1.3.1(a)(i) | 8 mm | kg | 1 |  | 0
5.1.3.1(a)(ii) | 10 mm | kg | 1 |  | 0
5.1.3.1(a)(iii) | 12 mm | kg | 1 |  | 0
5.1.3.2 | High tensile steel bars
5.1.3.2(a) | Diameter 25 mm: Basic price | kg | 1 |  | 0
(b) Extra over 6.1.3.2 (a) (Provisional quantities for bars of diameter)
5.1.3.2(a)(i) | 10 mm | kg | 1 |  | 0
5.1.3.2(a)(ii) | 12 mm | kg | 1 |  | 0
5.1.3.2(a)(iii) | 16 mm | kg | 1 |  | 0
5.1.4 | Formwork
5.1.4.1 | Rough formwork | m2 | 1 |  | 0
5.1.4.2 | Smooth formwork | m2 | 1 |  | 0
5.1.4.3 | Chamfer 30 x 30 mm | m | 1 |  | 0
5.1.4.4 | Uniformed surface finishes
5.1.4.4(a) | Woodfloated finish | m2 | 1 |  | 0
5.1.4.4(b) | Steelfloated finish | m2 | 1 |  | 0
5.1.5 | Sectional steel tank
Design, supply, fabrication, delivery to site and erection of the following sectional pressed steel tank with cover, access hatches, ventilator and pipework, all as specified in particular specification PE including surface dressing, surface preparation and hot dip galvanising, sterilising and water tightness test in the following sizes:
5.1.5(a) | 50 m3 | no | 1 |  | 0
5.1.5(b) | 100 m3 | no | 1 |  | 0
5.1.5(c) | 150 m3 | no | 1 |  | 0
5.1.5(d) | 200 m3 | no | 1 |  | 0
5.1.5(e) | 250 m3 | no | 1 |  | 0
5.1.5(f) | 300 m3 | no | 1 |  | 0
5.1.6 | Design, supply, fabricate, deliver to site and erection of the following structural steel stands for the sizes of pressed steel tanks indicated and heights as specified. Structural steel stands with associated access ladder, surface dressing, surface preparation, shop priming and 2 layers of site painting including holding down bolts: (a) For 50 m3 tank volume on the following stand heights:
5.1.6(i) | 10 m heights | no | 1 |  | 0
5.1.6(ii) | 15 m heights | no | 1 |  | 0
5.1.6(iii) | 20 m heights | no | 1 |  | 0
(b) For 100 m3 tank volume on the following stand heights:
5.1.6(i) | 10 m heights | no | 1 |  | 0
5.1.6(ii) | 15 m heights | no | 1 |  | 0
5.1.6(iii) | 20 m heights | no | 1 |  | 0
(c) For 150 m3 tank volume on the following stand heights:
5.1.6(i) | 10 m heights | no | 1 |  | 0
5.1.6(ii) | 15 m heights | no | 1 |  | 0
5.1.6(iii) | 20 m heights | no | 1 |  | 0
(d) For 200 m3 tank volume on the following stand heights:
5.1.6(i) | 10 m heights | no | 1 |  | 0
5.1.6(ii) | 15 m heights | no | 1 |  | 0
5.1.6(iii) | 20 m heights | no | 1 |  | 0
(e) For 250 m3 tank volume on the following stand heights:
5.1.6(i) | 10 m heights | no | 1 |  | 0
5.1.6(ii) | 15 m heights | no | 1 |  | 0
5.1.6(iii) | 20 m heights | no | 1 |  | 0
(f) For 300 m3 tank volume on the following stand heights:
5.1.6(i) | 10 m heights | no | 1 |  | 0
5.1.6(ii) | 15 m heights | no | 1 |  | 0
5.1.6(iii) | 20 m heights | no | 1 |  | 0
5.2 | Interlock paver - Heavy duty (80mm) | no | 1 |  | 0
5.3 | Mark-up rates
5.3(a) | Percentage mark-up on rates listed on term contracts | % |  | %
5.3(b) | Percentage mark-up on items approved by the client or his representative with attached invoices for material used | % |  | %
5.4 | Tip trucks
5.4(a) | 6 m³ | km | 1 |  | 0
5.4(b) | 10 m³ | km | 1 |  | 0
5.5 | Flat bed trucks
5.5(a) | 5t | km | 1 |  | 0
5.5(b) | 7t | km | 1 |  | 0
5.6 | LDV
5.6(a) | 2x4WD | km | 1 |  | 0
5.6(b) | 4x4WD | km | 1 |  | 0
| SUBTOTAL |  |  | R | R
| TOTAL SCHEDULE 5 CARRIED FORWARD TO SUMMARY |  |  | R | R
Note: BID price must include value added tax.

## S6 PVC STORAGE TANK INSTALLATIO
SCHEDULE 6: PVC STORAGE TANK INSTALLATIONS
Item No | Description | Unit | Qty | Rate | Amount
6 | 6. PVC STORAGE TANK INSTALLATIONS
6.1 | 6.1 SITE CLEARANCE
6.1.1 | 6.1.1 Clear and grub site | m2 | 100 |  | 0
6.1.2 | 6.1.2 Remove and grub large trees and stumps of girth:
6.1.2(a) | Over 1 m and up to and including 2 m | no | 1 |  | 0
6.1.2(b) | Over 2 m and up to and including 3 m | no | 1 |  | 0
6.1.3 | 6.1.3 Reclear surfaces (only on instructions from the Engineer) | m2 | 1 |  | 0
6.1.4 | 6.1.4 Dismantle and remove pipelines with internal diameter up to 150 mm | m | 1 |  | 0
6.1.5 | 6.1.5 Demolish and remove concrete structures:
6.1.5(a) | Unreinforced | m3 | 1 |  | 0
6.1.5(b) | Reinforced | m3 | 1 |  | 0
6.1.6 | 6.1.6 Transport materials and debris to unspecified sites and dumps | m3/km | 1 |  | 0
6.2 | 6.2 EARTHWORKS (SMALL WORKS)
6.2.1 | 6.2.1 Restricted excavation
6.2.1(a) | Excavate for restricted foundations, footings, slabs and trenches in all materials and use for backfill or dispose | m3 | 1 |  | 0
(b) Extra-over item 20.2.1a for:
6.2.1(a)(i) | Intermediate excavation | m3 | 1 |  | 0
6.2.1(a)(ii) | Hard rock excavation | m3 | 1 |  | 0
6.2.2 | 6.2.2 Overhaul
6.2.2(a) | Limited overhaul | m3 | 1 |  | 0
6.2.2(b) | Long overhaul | m3/km | 1 |  | 0
6.2.3 | 6.2.3 Importing of materials from borrow pits | m3 | 1 |  | 0
6.2.4 | 6.2.4 Topsoiling | m2 | 1 |  | 0
6.3 | 6.3 CONCRETE (ORDINARY BUILDINGS)
6.3.1 | 6.3.1 Formwork
6.3.1.1 | 6.3.1.1 (a) Rough
6.3.1.1(i) | Horizontal | m2 | 1 |  | 0
6.3.1.1(ii) | Vertical | m2 | 1 |  | 0
(b) Normal
6.3.1.1(i) | Horizontal | m2 | 1 |  | 0
6.3.1.1(ii) | Vertical | m2 | 1 |  | 0
(c) Special smooth, rubbed
6.3.1.1(i) | Horizontal | m2 | 1 |  | 0
6.3.1.1(ii) | Vertical | m2 | 1 |  | 0
6.3.1.2 | 6.3.1.2 Narrow widths
6.3.1.2(a) | Up to 300 mm | m | 1 |  | 0
6.3.1.2(b) | Exceeding 300 mm up to and including 600 mm | m | 1 |  | 0
6.3.2 | 6.3.2 Reinforcement
6.3.2(a) | Mild steel bars | t | 1 |  | 0
6.3.2(b) | High tensile steel bars | t | 1 |  | 0
(c) Welded mesh
6.3.2(b)(i) | ref. 193 | m2 | 1 |  | 0
6.3.2(b)(ii) | ref. 245 | m2 | 1 |  | 0
6.3.2(b)(iii) | ref. 395 | m2 | 1 |  | 0
6.3.3 | 6.3.3 Concrete
6.3.3.1 | 6.3.3.1 Prescribed mix 1:3:6 (38) | m3 | 1 |  | 0
6.3.3.2 | 6.3.3.2 Strength mix (general works)
6.3.3.2(a) | Class 15/19 | m3 | 1 |  | 0
6.3.3.2(b) | Class 20/19 | m3 | 1 |  | 0
6.3.3.2(c) | Class 25/19 | m3 | 1 |  | 0
6.3.3.2(d) | Class 30/19 | m3 | 1 |  | 0
6.3.3.3 | 6.3.3.3 Strength mix Class 25/19, including formwork, floated surface finish and mesh reinforcement and mild steel anchors in 150 mm thick concrete slab for:
6.3.3.3(a) | One tank (2900 x 3000) | no | 1 |  | 0
6.3.3.3(b) | two tank (2900 x 5500) | no | 1 |  | 0
6.3.3.3(c) | three tank (2900 x 8000) | no | 1 |  | 0
6.3.3.3(d) | four tank (2900 x 10500) | no | 1 |  | 0
6.3.3.4 | 6.3.3.4 Blinding layer in class 15/19 concrete and 50 mm thick | m2 | 1 |  | 0
6.3.3.5 | 6.3.3.5 Unformed concrete surface finishes
6.3.3.5(a) | Wood-floated finish | m2 | 1 |  | 0
6.3.3.5(b) | Steel-floated finish | m2 | 1 |  | 0
6.3.3.5 | 6.3.3.5 Brickwork (stretcherbond) Foundation walling with clay bricks type NFX to SABS 227-1986 in:
6.3.3.5(a) | 230 mm walls | m2 | 1 |  | 0
6.3.3.5(b) | 345 mm walls | m2 | 1 |  | 0
6.3.6 | 6.3.6 Extra-over item 20.3.5 for building in of miscellaneous walling materials:
6.3.6.1 | 6.3.6.1 Brickforce in the following widths:
6.3.6.1(a) | 150 mm | m | 1 |  | 0
6.3.6.1(b) | 225 mm | m | 1 |  | 0
6.4 | 6.4 Water tank (ground level installation) 10 000 polyethylene water tank (2980 mm high x 2 200 mm diameter) detailed supplied, installed and anchored | no | 1 |  | 0
6.5 | 6.5 PIPES AND FITTINGS (ground level installation) Supply, install and test the pipework and fittings installation arrangements:
6.5(a) | One tank | set | 1 |  | 0
6.5(b) | Two tank | set | 1 |  | 0
6.5(c) | Three tank | set | 1 |  | 0
6.5(d) | Four tank | set | 1 |  | 0
6.5 | 6.5 WATER TANK (elevated installation) 10 000 polyethylene water tank (2980 mm high x 2200 mm diameter), supplied, erected and anchored. | no | 1 |  | 0
6.6 | 6.6 STEEL TANK STAND Supply and erect elevated tank stand in accordance with plan nos.: |  | 1 |  | 0
6.6(a) | Painted | set | 1 |  | 0
6.6(b) | Hot dip galvanised | set | 1 |  | 0
6.7 | 6.7 PIPES AND FITTINGS (elevated tank installation)
6.7.1 | 6.7.1 Supply, install and test the pipework and fittings for the single tank installation | set | 1 |  | 0
6.7.2 | 6.7.2 Supply, install and test the pipework and fittings for the multiple tank installation:
6.7.2(a) | Two tank arrangement | set | 1 |  | 0
6.7.2(b) | Three tank arrangement | set | 1 |  | 0
6.8 | 6.8 MARK-UP RATES
6.8.1 | 6.8.1 (a) Percentage mark-up on rates listed on term contracts | % |  | %
6.8.2 | 6.8.2 (b) Percentage mark-up on items approved by the client or his representative with attached invoices for material used. | % |  | %
6.9 | Tip trucks
6.9(a) | 6 m3 | km | 1 |  | 0
6.9(b) | 10 m3 | km | 1 |  | 0
6.1 | Flat bed trucks
6.10(a) | 5t | km | 1 |  | 0
6.10(b) | 7t | km | 1 |  | 0
6.11 | LDV
6.11(a) | 2x4WD | km | 1 |  | 0
6.11(b) | 4x4WD | km | 1 |  | 0
| SUBTOTAL |  |  | R | R
| TOTAL SCHEDULE 7 CARRIED FORWARD TO SUMMARY |  |  | R | R
Note: BID price must include value added tax.

## S7 POSITIVE DISPLACEMENT BOREHO
SCHEDULE 7: POSITIVE DISPLACEMENT BOREHOLE PUMPS, COLUMN AND ANCILLIARY PIPEWORK INSTALLATION
Item No | Description | Unit | Qty | Rate | Amount
7.1 | Remove existing pump and pipe work
7.1.1 | Removal of columns diameter, 25 mm - 100 mm up to 120 m | m | 1 |  | 0
7.2 | Installation of existing pump and pipework (excl. probe pipe) including the supply and applying of the STAG compound.
7.2.1 | Installation of columns diameter, 25 mm to 100 mm up to 120 m | m | 1 |  | 0
7.3 | Probe pipes
7.3.1 | Supply 25 mm class 10 HDPF pipe | m | 1 |  | 0
7.3.2 | Rate charged per meter for installation of 25 mm, class 10 HDPF | m | 1 |  | 0
7.3.3 | Rate charged per meter for installation of two 25 mm pipes with heavy duty cable ties 7,5 mm (both) | m | 1 |  | 0
7.4 | Supply and installation of ancillary pipework including non-return valve, flanged water meter, gate valves, pressure gauge and pipework.
7.4.1 | Complete 50 mm diameter installation | Set | 1 |  | 0
7.4.2 | Complete 65 mm diameter installation | Set | 1 |  | 0
7.4.3 | Complete 80 mm diameter installation | Set | 1 |  | 0
7.4.4 | Complete 100 mm diameter installation | Set | 1 |  | 0
7.5 | Name plates: Supply and installation of name plates according to SABS | No. | 1 |  | 0
7.6 | MARK-UP RATES
7.6.1 | Percentage mark-up on rates listed on term contracts | % |  | % | %
7.6.2 | Percentage mark-up on items approved by the client or his representative with attached invoices for material used. | % |  | % | %
7.7 | Tip trucks
7.7(a) | 6 m3 | km | 1 |  | 0
7.7(b) | 10 m3 | km | 1 |  | 0
7.8 | Flat bed trucks
7.8(a) | 5t | km | 1 |  | 0
7.8(b) | 7t | km | 1 |  | 0
7.9 | LDV
7.9(a) | 2x4WD | km | 1 |  | 0
7.9(b) | 4x4WD | km | 1 |  | 0
| SUBTOTAL |  |  | R | R
| Total Schedule 7 carried forward to Summary |  |  | R | R
Note: BID price must include value added tax.

## S8 PUMPHOUSE INSTALLATION FOR B
SCHEDULE 8: PUMPHOUSE INSTALLATION FOR BOREHOLES
Item No | Description | Unit | Qty | Rate | Amount
8 | PUMPHOUSE INSTALALTION FOR BOREHOLES
8.1 | SITE CLEARANCE
8.1.1 | Clear and grub site | m² | 1 |  | 0
8.1.2 | Remove and grub large trees and stumps of girth:
8.1.2(a) | Over 1 m and up to and including 2 m | no | 1 |  | 0
8.1.2(b) | Over 2 m and up to and including 3 m | no | 1 |  | 0
8.1.3 | Reclear surfaces (only on instructions from the Engineer) | m² | 1 |  | 0
8.1.4 | Take down existing fences
8.1.4(a) | Stockproof fence | m | 1 |  | 0
8.1.4(b) | Security fence | m | 1 |  | 0
8.1.5 | Dismantle and remove pipelines with internal diameter up to 150 mm | m | 1 |  | 0
8.1.6 | Demolish and remove concrete structures:
8.1.6(a) | Unreinforced | m³ | 1 |  | 0
8.1.6(b) | Reinforced | m³ | 1 |  | 0
8.1.7 | Transport materials and debris to unspecified sites and dump | m3/km | 1 |  | 0
8.2 | EARTHWORKS (SMALL WORKS)
8.2.1 | Restricted excavation
8.2.1(a) | Excavate for restricted foundations, footings and trenches in all materials and use for backfill or dispose. | m3 | 1 |  | 0
(b) Extra-over item 18.2.1a for:
8.2.1(a)(i) | intermediate excavation | m3 | 1 |  | 0
8.2.1(a)(ii) | hard rock excavation | m3 | 1 |  | 0
8..2.2 | Overhaul
8.2.1(a) | Limited overhaul | m3/km | 1 |  | 0
8.2.1(b) | Long overhaul | m3/km | 1 |  | 0
8.2.3 | Importing of materials from borrow pits | m3 | 1 |  | 0
8.2.4 | Topsoiling | m2 | 1 |  | 0
8.3 | CONCRETE (ORDINARY BUILDINGS)
8.3.1 | Formwork
8.3.1.1 | (a) Rough
8.3.1.1(i) | Horizontal | m2 | 1 |  | 0
8.3.1.1(ii) | Vertical | m2 | 1 |  | 0
(b) Normal
8.3.1.1(i) | Horizontal | m2 | 1 |  | 0
8.3.1.1(ii) | Vertical | m2 | 1 |  | 0
(c) Special smooth, rubbed
8.3.1.1(i) | Horizontal | m2 | 1 |  | 0
8.3.1.1(ii) | Vertical | m2 | 1 |  | 0
8.3.1.2 | Narrow widths
8.3.1.2(a) | Up to 300 mm | m | 1 |  | 0
8.3.1.2(b) | Exceeding 300 mm up to and including 600 mm | m | 1 |  | 0
8.3.2 | Reinforcement
8.3.2(a) | Mild steel bars | t | 1 |  | 0
8.3.2(b) | High tensile steel bars | t | 1 |  | 0
(c) Welded mesh
8.3.2(b)(i) | ref. 193 | m2 | 1 |  | 0
8.3.2(b)(ii) | ref. 245 | m2 | 1 |  | 0
8.3.2(b)(iii) | ref. 395 | m2 | 1 |  | 0
8.3.3 | Concrete
8.3.3.1 | Prescribed mix 1:3:6 (38) | m3 | 1 |  | 0
8.3.3.2 | Strength mix (general works)
8.3.3.2(a) | Class 15/19 | m3 | 1 |  | 0
8.3.3.2(b) | Class 20/19 | m3 | 1 |  | 0
8.3.3.2(c) | Class 25/19 | m3 | 1 |  | 0
8.3.3.2(d) | Class 30/19 | m3 | 1 |  | 0
8.3.3.3 | Strength mix Class 25/19 to pumphouse floor, pump and engine foundations,
8.3.3.3(a) | Concrete floor 3000 x 3000 x 150 mm | no | 1 |  | 0
(b) Diesel engine foundation block (including formwork and anchor bolts)
8.3.3.3(a)(i) | Size 2300 x 800 x 600 mm (ii) (Up to 5 kW max.) (iii) (From 6 kW to 25 kW) | no no no | 111 | R R R | R R R
(c) Electric motor foundation block (including formwork and anchor bolts)
8.3.3.3(a)(i) | Size 600 x 600 x 600 mm (up to 7 kW max.) (anchor bolts dia. M12 x 200 mm long) (ii) Size 800 x 800 x 600 mm (from 8 kW to 22 kW (5 anchor bolts dia M16 x 215 mm long) | no no | 11 | R R | R R
8.3.3.4 | Blinding layer in class 15/19 concrete and 50 mm thick | m2 | 1 |  | 0
8.3.3.5 | Unformed concrete surface finishes
8.3.3.5(a) | Wood-floated finish | m2 | 1 |  | 0
8.3.3.5(b) | Steel-floated finish | m2 | 1 |  | 0
8.3.3.5(c) | Power-floated finish | m2 | 1 |  | 0
8.3.3.6 | Concrete collar 150mm above floor | sum | 1 |  | 0
8.4 | BRICKWORK (strecherbond)
8.4.1 | Foundation walling with clay bricks type NFX to SABS 227-1986 in:
8.4.1(a) | 230 mm walls | m2 | 1 |  | 0
8.4.1(b) | 345 mm walls | m2 | 1 |  | 0
8.4.2 | Walling with clay stock bricks type NFP to SABS 227-1986 in:
8.4.2(a) | 115 mm walls | m2 | 1 |  | 0
8.4.2(b) | 230 mm walls | m2 | 1 |  | 0
8.4.2(c) | 345 mm walls | m2 | 1 |  | 0
8.4.3 | Walling with clay face bricks to SABS 227-1986 in: (a) Type FBA
8.4.3(i) | 115 mm walls | m2 | 1 |  | 0
8.4.3(ii) | 230 mm walls | m2 | 1 |  | 0
(b) Type FBX
8.4.3(i) | 115 mm walls | m2 | 1 |  | 0
8.4.3(ii) | 230 mm walls | m2 | 1 |  | 0
(c) Type FBS
8.4.3(i) | 115 mm walls | m2 | 1 |  | 0
8.4.3(ii) | 230 mm walls | m2 | 1 |  | 0
8.4.4 | Extra-over items 18.4.1, 18.4.2 and 18.4.3 for building in of miscellaneous walling materials
8.4.41 | Brickforce in the following widths
8.4.41(a) | 75 mm | m | 1 |  | 0
8.4.41(b) | 150 mm | m | 1 |  | 0
8.4.41(c) | 225 mm | m | 1 |  | 0
8.4.4.2 | Wire ties
8.4.4.2(a) | Butterfly type wire tie | no | 1 |  | 0
8.4.4.2(b) | Modified PWD type wire tie | no | 1 |  | 0
8.4.4.3 | Mild steel (non-coiled) round bars
8.4.4.3(a) | 6 mm dia | m | 1 |  | 0
8.4.4.3(b) | 8 mm dia | m | 1 |  | 0
8.4.4.4 | Precast concrete lintels
8.4.4.4(a) | 110 mm wide | m | 1 |  | 0
8.4.4.4(b) | 225 x 50 mm cross section | m | 1 |  | 0
8.4.4.4(c) | 225 x 75 mm cross section | m | 1 |  | 0
8.4.4.5 | Damp proof sheeting to SABS 952-1985
8.4.4.5(a) | 375 micron polyolefin water proof sheeting under floor slabs and other positions instructed by the Engineer | m2 | 1 |  | 0
(b) 375 micron polyolefin water proof sheeting in walls and window cills:
8.4.4.5(a)(i) | 110 m wide | m | 1 |  | 0
8.4.4.5(a)(ii) | 225 mm wide | m | 1 |  | 0
8.4.4.5(a)(iii) | 375 mm wide | m | 1 |  | 0
8.4.4.6 | Soft board (a) Plain
8.4.4.6(i) | 10 mm thick | m2 | 1 |  | 0
8.4.4.6(ii) | 13 mm thick | m2 | 1 |  | 0
(b) Bitumen impregnated
8.4.4.6(i) | 10 mm thick | m2 | 1 |  | 0
8.4.4.7 | Galvanised hoop iron | m | 1 |  | 0
8.4.4.8 | Galvanised wire
8.4.4.8(a) | 4 mm dia in 50 kg rolls | no | 1 |  | 0
8.4.4.8(b) | 3,15 mm dia in 50 kg rolls | no | 1 |  | 0
8.4.4.9 | Galvanised heavy duty door 120mm X 210mm
8.4.4.10 | Galvanised Louvers
8.4.5 | Extra-over items 18.4.1, 18.4.2 and 18.4.3 for forming of wall joints
8.4.5(a) | 10 mm square raked joint, measured per square metre of walling | m2 | 1 |  | 0
8.4.5(b) | 10 mm square raked and tooled joint, measured per square metre of walling | m2 | 1 |  | 0
8.5 | MODULAR PUMPHOUSE
8.5.1 | Remove old pumphouse and store temporarily for re-installation | no | 1 |  | 0
8.5.2 | Install removal pump house | no | 1 |  | 0
8.5.3 | Supply and install complete new modular pumphouse | no | 1 |  | 0
8.5.4 | Supply 50 mm padlock wit set of 3 keys | set | 1 |  | 0
8.5.5 | Supply and install precision made frame for pump and engine complete with a anchor bolt (500 mm long with 100 mm hook, diameter M20)
8.5.5(a) | Small diesel engine - frame size 500 x 2100 x 350 mm | set | 1 |  | 0
8.5.5(b) | Medium engines - frame size 600 x 2100 x 350 mm | set | 1 |  | 0
8.5.5(c) | Large engines - frame size 1000 x 2100 x 650 mm | set | 1 |  | 0
8.6 | TAPSTANDS
8.6(a) | Stand pipes - single type | no | 1 |  | 0
8.6(b) | Stand pipes - double type | no | 1 |  | 0
8.7 | NAME PLATES Supply and installation of name plates | set | 1 |  | 0
8.8 | (a) Percentage mark-up on rates listed on term contracts | % |  | %
8.8(b) | Percentage mark-up on items approved by the client or his representative with attached invoices for material used | % |  | %
8.9 | Tip trucks
8.9(a) | 6 m3 | km | 1 |  | 0
8.9(b) | 10 m3 | km | 1 |  | 0
8.1 | Flat bed trucks
8.10(a) | 5t | km | 1 |  | 0
8.10(b) | 7t | km | 1 |  | 0
8.11 | LDV
8.11(a) | 2x4WD | km | 1 |  | 0
8.11(b) | 4x4WD | km | 1 |  | 0
| SUBTOTAL |  |  | R | R
| TOTAL SCHEDULE 8 CARRIED TO SUMMARY |  |  | R | R
Note: BID price must include value added tax.

## S9 SUBMERSIBLE PUMPS
SCHEDULE 9: SUBMERSIBLE PUMPS
Item No | Description | Unit | Qty | Rate | Amount
9 | SUBMERSIBLE PUMPS
9.1 | Supply and delivery of stainless steel centrifugal submersible borehole pumps and motors complete for the following duty points: Manufacturer: ___________________________
9.1.1 | (a) Head = 70 m Flow = 0,2-1 m3/h for 30 m pump installation (Model: ________________) | no | 1 |  | 0
9.1.1(b) | Head = 70 m Flow = 0,2-1 m3/h for 50 m pump installation (Model: ________________) | no | 1 |  | 0
9.1.2 | (a) Head = 110 m Flow = 0,2-1,3 m3/h for 30 m pump installation (Model: ________________) | no | 1 |  | 0
9.1.2(b) | Head = 110 m Flow = 0,2-1,3 m3/h for 50 m pump installation (Model: ________________) | no | 1 |  | 0
9.1.2(c) | Head = 110 m Flow = 0,2-1,3 m3/h for 80 m pump installation (Model: ________________) | no | 1 |  | 0
9.1.3 | (a) Head = 60 m Flow = 1-2,2 m3/h for 30 m pump installation (Model: ________________) | no | 1 |  | 0
9.1.3(b) | Head = 60 m Flow = 1-2,2 m3/h for 50 m pump installation (Model: ________________) | no | 1 |  | 0
9.1.4 | (a) Head = 110 m Flow = 1-2,2 m3/h for 30 m pump installation (Model: ________________) | no | 1 |  | 0
9.1.4(b) | Head = 110 m Flow = 1-2,2 m3/h for 50 m pump installation (Model: ________________) | no | 1 |  | 0
9.1.4(c) | Head = 110 m Flow = 1-2,2 m3/h for 80 m pump installation (Model: ________________) | no | 1 |  | 0
9.1.5 | (a) Head = 50 m Flow = 1,6-3,6 m3/h for 30 m pump installation (Model: ________________) | no | 1 |  | 0
9.1.6 | (a) Head = 80 m Flow = 1,6-3,6 m3/h for 30 m pump installation (Model: ________________) | no | 1 |  | 0
9.1.6(b) | Head = 80 m Flow = 1,6-3,6 m3/h for 50 m pump installation (Model: ________________) | no | 1 |  | 0
9.1.7 | (a) Head = 110 m Flow = 1,6-3,6 m3/h for 30 m pump installation (Model: ________________) | no | 1 |  | 0
9.1.7(b) | Head = 110 m Flow = 1,6-3,6 m3/h for 50 m pump installation (Model: ________________) | no | 1 |  | 0
9.1.7(c) | Head = 110 m Flow = 1,0-3,6 m3/h for 80 m pump installation (Model: ________________) | no | 1 |  | 0
9.1.8 | (a) Head = 60 m Flow = 2,5-6 m3/h for 30 m pump installation (Model: ________________) | no | 1 |  | 0
9.1.8(b) | Head = 60 m Flow = 2,5-6 m3/h for 50 m pump installation (Model: ________________) | no | 1 |  | 0
9.1.9 | (a) Head = 90 m Flow = 2,5-6 m3/h for 30 m pump installation (Model: ________________) | no | 1 |  | 0
9.1.9(b) | Head = 90 m Flow = 2,5-6 m3/h for 50 m pump installation (Model: ________________) | no | 1 |  | 0
9.1.9(c) | Head = 90 m Flow = 2,5-6 m3/h for 80 m pump installation (Model: ________________) | no | 1 |  | 0
9.1.10 | (a) Head = 60 m Flow = 5-10 m3/h for 30 m pump installation (Model: ________________) | no | 1 |  | 0
9.1.10(b) | Head = 60 m Flow = 5-10 m3/h for 50 m pump installation (Model: ________________) | no | 1 |  | 0
9.1.11 | (a) Head = 90 m Flow = 5-10 m3/h for 30 m pump installation (Model: ________________) | no | 1 |  | 0
9.1.11(b) | Head = 90 m Flow = 5-10 m3/h for 50 m pump installation (Model: ________________) | no | 1 |  | 0
9.1.11(c) | Head = 90 m Flow = 5-10 m3/h for 80 m pump installation (Model: ________________) | no | 1 |  | 0
9.2 | Supply, delivery and installation of stainless steel centrifugal submersible borehole pumps and motors complete for the following duty points: Manufacturer: ___________________________
9.2.1 | (a) Head = 70 m Flow = 0,2-1 m3/h for 30 m pump installation (Model: ________________) | no | 1 |  | 0
9.2.1(b) | Head = 70 m Flow = 0,2-1 m3/h for 50 m pump installation (Model: ________________) | no | 1 |  | 0
9.2.2 | (a) Head = 110 m Flow = 0,2-1,3 m3/h for 30 m pump installation (Model: ________________) | no | 1 |  | 0
9.2.2(b) | Head = 110 m Flow = 0,2-1,3 m3/h for 50 m pump installation (Model: ________________) | no | 1 |  | 0
9.2.2(c) | Head = 110 m Flow = 0,2-1,3 m3/h for 80 m pump installation (Model: ________________) | no | 1 |  | 0
9.2.3 | (a) Head = 60 m Flow = 1-2,2 m3/h for 30 m pump installation (Model: ________________) | no | 1 |  | 0
9.2.3(b) | Head = 60 m Flow = 1-2,2 m3/h for 50 m pump installation (Model: ________________) | no | 1 |  | 0
9.2.4 | (a) Head = 110 m Flow = 1-2,2 m3/h for 30 m pump installation (Model: ________________) | no | 1 |  | 0
9.2.4(b) | Head = 110 m Flow = 1-2,2 m3/h for 50 m pump installation (Model: ________________) | no | 1 |  | 0
9.2.4(c) | Head = 110 m Flow = 1-2,2 m3/h for 80 m pump installation (Model: ________________) | no | 1 |  | 0
9.2.5 | (a) Head = 50 m Flow = 1,6-3,6 m3/h for 30 m pump installation (Model: ________________) | no | 1 |  | 0
9.2.6 | (a) Head = 80 m Flow = 1,6-3,6 m3/h for 30 m pump installation (Model: ________________) | no | 1 |  | 0
9.2.6(b) | Head = 80 m Flow = 1,6-3,6 m3/h for 50 m pump installation (Model: ________________) | no | 1 |  | 0
9.2.7 | (a) Head = 110 m Flow = 1,6-3,6 m3/h for 30 m pump installation (Model: ________________) | no | 1 |  | 0
9.2.7(b) | Head = 110 m Flow = 1,6-3,6 m3/h for 50 m pump installation (Model: ________________) | no | 1 |  | 0
9.2.7(c) | Head = 110 m Flow = 1,0-3,6 m3/h for 80 m pump installation (Model: ________________) | no | 1 |  | 0
9.2.8 | (a) Head = 60 m Flow = 2,5-6 m3/h for 30 m pump installation (Model: ________________) | no | 1 |  | 0
9.2.8(b) | Head = 60 m Flow = 2,5-6 m3/h for 50 m pump installation (Model: ________________) | no | 1 |  | 0
9.2.9 | (a) Head = 90 m Flow = 2,5-6 m3/h for 30 m pump installation (Model: ________________) | no | 1 |  | 0
9.2.9(b) | Head = 90 m Flow = 2,5-6 m3/h for 50 m pump installation (Model: ________________) | no | 1 |  | 0
9.2.9(c) | Head = 90 m Flow = 2,5-6 m3/h for 80 m pump installation (Model: ________________) | no | 1 |  | 0
9.2.10 | (a) Head = 60 m Flow = 5-10 m3/h for 30 m pump installation (Model: ________________) | no | 1 |  | 0
9.2.10(b) | Head = 60 m Flow = 5-10 m3/h for 50 m pump installation (Model: ________________) | no | 1 |  | 0
9.2.11 | (a) Head = 90 m Flow = 5-10 m3/h for 30 m pump installation (Model: ________________) | no | 1 |  | 0
9.2.11(b) | Head = 90 m Flow = 5-10 m3/h for 50 m pump installation (Model: ________________) | no | 1 |  | 0
9.2.11(c) | Head = 90 m Flow = 5-10 m3/h for 80 m pump installation (Model: ________________) | no | 1 |  | 0
9.3 | (a) Percentage mark-up on rates listed on term contracts | % |  | %
9.3(b) | Percentage mark-up on items approved by the client or his representative with attached invoices for material used for heads greater than 110m and depth greater than 80m | % |  | %
9.4 | Tip trucks
9.4(a) | 6 m3 | km | 1 |  | 0
9.4(b) | 10 m3 | km | 1 |  | 0
9.5 | Flat bed trucks
9.5(a) | 5t | km | 1 |  | 0
9.5(b) | 7t | km | 1 |  | 0
9.6 | LDV
9.6(a) | 2x4WD | km | 1 |  | 0
9.6(b) | 4x4WD | km | 1 |  | 0
| SUBTOTAL |  |  | R | R
| SUBTOTAL SCHEDULE 9 CARRIED FORWARD |  |  | R | R
Note: BID price must include value added tax.

## S10 ELECTRIC MOTORS
SCHEDULE 10 : ELECTRIC MOTORS
Item No | Description | Unit | Qty | Rate | Amount
10.1 | Megger testing of electric motors between phases and between phase and frame (earth) & report findings to Department (per motor) | no | 1 |  | 0
10.2 | Disconnection and removal of electric motors and placing in store of Department or delivery to position required by Department for:
10.2.1 | Motors of 1.1 and 2.4 kW (per motor) | no | 1 |  | 0
10.2.2 | Motors of 3 and 4 kW (per motor) | no | 1 |  | 0
10.2.3 | Motors of 5,5 and 7,5 kW (per motor) | no | 1 |  | 0
10.2.4 | Motors of 11 and 15 kW (per motor) | no | 1 |  | 0
10.2.5 | Motors of 18,5 and 22 kW (per motor) | no | 1 |  | 0
10.2.6 | Motors of 30kW (per motor) | no | 1 |  | 0
10.3 | Installation and connection of existing motors for pumps, including shaft alignment of motor for V-belts or pump coupling for:
10.3.1 | Motors of 1.1 and 2.4 kW TEFC, foot mounted
10.3.2 | Motors of 3 and 4 kW TEFC, foot mounted
10.3.3 | Motors of 5,5 and 7,5 kW TEFC, foot mounted | no | 1 |  | 0
10.3.4 | Motors of 11 and 15 kW TEFC, foot mounted | no | 1 |  | 0
10.3.5 | Motors of 18,5 and 22 kW TEFC, foot mounted | no | 1 |  | 0
10.3.6 | Motors of 5,5 and 7,5 kW TEFC, flange mounted | no | 1 |  | 0
10.3.7 | Motors of 11 and 15 kW TEFC, flange mounted | no | 1 |  | 0
10.3.8 | Motors of 18,5 and 22 kW TEFC, flange mounted | no | 1 |  | 0
10.3.9 | Motors of 30kW TEFC, flange mounted | no | 1 |  | 0
10.4 | Supply, installation and connection of new motors for pumps, including shaft alignment of motor for V-belts or pump coupling for:
10.4.1 | 1.1 kW, 380/220 V, TEFC, foot mounted
10.4.2 | 2.4 kW, 380/220 V, TEFC, foot mounted
10.4.3 | 3 kW, 380/220 V, TEFC, foot mounted
10.4.4 | 4 kW, 380/220 V, TEFC, foot mounted
10.4.5 | 5,5 kW, 380/220 V, TEFC, foot mounted | no | 1 |  | 0
10.4.6 | 7,5 kW, 380/220 V, TEFC, foot mounted | no | 1 |  | 0
10.4.7 | 11 kW, 380/220 V, TEFC, foot mounted | no | 1 |  | 0
10.4.8 | 15 kW, 380/220 V, TEFC, foot mounted | no | 1 |  | 0
10.4.9 | 18,5 kW, 380/220 V, TEFC, foot mounted | no | 1 |  | 0
10.4.10 | 22 kW, 380/220 V, TEFC, foot mounted | no | 1 |  | 0
10.4.11 | 30 kW, 380/220 V, TEFC, foot mounted | no | 1 |  | 0
10.4.12 | 1.1 kW, 380/220 V, TEFC, flange mounted | no | 1 |  | 0
10.4.13 | 2.4 kW, 380/220 V, TEFC, flange mounted | no | 1 |  | 0
10.4.14 | 3 kW, 380/220 V, TEFC, flange mounted | no | 1 |  | 0
10.4.15 | 4 kW, 380/220 V, TEFC, flange mounted | no | 1 |  | 0
10.4.16 | 5,5 kW, 380/220 V, TEFC, flange mounted | no | 1 |  | 0
10.4.17 | 7,5 kW, 380/220 V, TEFC, flange mounted | no | 1 |  | 0
10.4.18 | 11 kW, 380/220 V, TEFC, flange mounted | no | 1 |  | 0
10.4.19 | 15 kW, 380/220 V, TEFC, flange mounted | no | 1 |  | 0
10.4.20 | 18,5 kW, 380/220 V, TEFC, flange mounted | no | 1 |  | 0
10.4.21 | 22 kW, 380/220 V, TEFC, flange mounted | no | 1 |  | 0
10.4.22 | 30 kW, 380/220 V, TEFC, flange mounted | no | 1 |  | 0
10.5 | Disconnection, removal and transport to re-winders, rewinding of existing motors, replacement of bearings, testing of motor in factory, installation of motor on site, connection of motor, alignment of motor shaft for V-belts or pump coupling, testing of motor on site and commissioning for:
10.5.1 | 1.1 kW, 380/220 V, TEFC, foot mounted | no | 1 |  | 0
10.5.2 | 2.4 kW, 380/220 V, TEFC, foot mounted | no | 1 |  | 0
10.5.3 | 3 kW, 380/220 V, TEFC, foot mounted | no | 1 |  | 0
10.5.4 | 4 kW, 380/220 V, TEFC, foot mounted | no | 1 |  | 0
10.5.5 | 5,5 kW, 380/220 V, TEFC, foot mounted | no | 1 |  | 0
10.5.6 | 7,5 kW, 380/220 V, TEFC, foot mounted | no | 1 |  | 0
10.5.7 | 11 kW, 380/220 V, TEFC, foot mounted | no | 1 |  | 0
10.5.8 | 15 kW, 380/220 V, TEFC, foot mounted | no | 1 |  | 0
10.5.9 | 18,5 kW, 380/220 V, TEFC, foot mounted | no | 1 |  | 0
10.5.10 | 22 kW, 380/220 V, TEFC, foot mounted | no | 1 |  | 0
10.5.11 | 5,5 kW, 380/220 V, TEFC, flange mounted | no | 1 |  | 0
10.5.12 | 7,5 kW, 380/220 V, TEFC, flange mounted | no | 1 |  | 0
10.5.13 | 11 kW, 380/220 V, TEFC, flange mounted | no | 1 |  | 0
10.5.14 | 15 kW, 380/220 V, TEFC, flange mounted | no | 1 |  | 0
10.5.15 | 18,5 kW, 380/220 V, TEFC, flange mounted | no | 1 |  | 0
10.5.16 | 22 kW, 380/220 V, TEFC, flange mounted | no | 1 |  | 0
10.5.17 | 30 kW, 380/220 V, TEFC, flange mounted
10.6 | General Callout Rates
10.6.1 | (a) Normal hours | hour | 1 |  | 0
10.6.2 | (b) After hours | hour | 1 |  | 0
10.7 | Make-up rates
10.7.1 | (a) Percentage mark-up on rates listed on term contracts | % |  | %
10.7.2 | (b) Percentage mark-up on items (with attached invoices) approved by the Employer or his representative for materials, (other than those set out in this list) used in the execution of work ordered by the Employer | % |  | %
10.8 | Tip trucks
10.8(a) | 6 m3 | km | 1 |  | 0
10.8(b) | 10 m3 | km | 1 |  | 0
10.9 | Flat bed trucks
10.9(a) | 5t | km | 1 |  | 0
10.9(b) | 7t | km | 1 |  | 0
10.1 | LDV
10.10(a) | 2x4WD | km | 1 |  | 0
10.10(b) | 4x4WD | km | 1 |  | 0
| SUBTOTAL |  |  | R | R
| TOTAL SCHEDULE 11 CARRIED FORWARD TO SUMMARY |  |  | R | R
Note: BID price must include value added tax.

## S11 SMALL ELECTRICAL PANELS
SCHEDULE 11 : SMALL ELECTRICAL PANELS
Item No | Description | Unit | Qty | Rate | Amount
11.1 | Testing of earthing installation for the electrical panel
11.1.1 | Test earthing of distribution panel back to main earth point (per panel) | no | 1 |  | 0
11.1.2 | Testing of earth connections at light fittings, power point, motors and instrumentation (per circuit) | no | 1 |  | 0
11.2 | Supply and installation of earthing materials to obtain proper earthing of installation from panel. Installation in conduit, wiring trunking, building trench or ground: (Excavations measured separately)
11.2.1 | 2,5 mm2 bare copper or insulated earth wire | m | 1 |  | 0
11.2.2 | 4 mm2 bare copper or insulated earth wire | m | 1 |  | 0
11.2.3 | 6 mm2 bare copper or insulated earth wire | m | 1 |  | 0
11.2.4 | 10 mm2 bare copper or insulated earth wire | m | 1 |  | 0
11.2.5 | 16 mm2 bare copper or insulated earth wire | m | 1 |  | 0
11.2.6 | 25 mm2 bare copper or insulated earth wire | m
|  |  | 1 |  | 0
11.2.7 | 2,5 mm2 earth wire end, lugged and connected | no
|  |  | 1 |  | 0
11.2.8 | 4 mm2 earth wire end, lugged and connected | no
|  |  | 1 |  | 0
11.2.9 | 6 mm2 earth wire end, lugged and connected | no | 1 |  | 0
11.2.10 | 10 mm2 earth wire end, lugged and connected | no | 1 |  | 0
11.2.11 | 16 mm2 earth wire end, lugged and connected | no | 1 |  | 0
11.2.12 | 25 mm2 earth wire end, lugged and connected | no | 1 |  | 0
11.2.13 | 1,8 m copper clad steel core earth rod installed in ground, complete with clamp and connections (per earth assembly) | no | 1 |  | 0
11.2.14 | 5 x 25 m copper earth strap installed on surface of structure or cable ladders, including fixings | m | 1 |  | 0
11.3 | Supply and installation of 600/1 000 V, grade PVC PVC SWA PVC cable in trench or in ground. Fixings or excavations as well as cable ends are measured elsewhere
11.3.1 | 1,5 mm2 3 or 4 core armoured | m | 1 |  | 0
| 2,5 mm2 3 or 4 core armoured | m | 1 |  | 0
| 4 mm2 4 core armoured | m | 1 |  | 0
| 6 mm2 3 core armoured | m | 1 |  | 0
| 10 mm2 4 core armoured | m | 1 |  | 0
| 16 mm2 4 core armoured 25 mm2 3 core armoured | m | 1 |  | 0
| 35 mm2 4 core armoured | m | 1 |  | 0
11.4 | Supply and installation of 600/1 000 V, grade PVC PVC SWA PVC cable ends complete with lugs, connections to motor terminals, stub bars, small terminals, etc. (include for labels and testing)
11.4.1 | 1,5 mm2 3 or 4 - core armoured | m | 1 |  | 0
11.4.2 | 2,5 mm2 3 or 4 - core armoured | m | 1 |  | 0
11.4.3 | 1,5 mm2 7 - core armoured | m | 1 |  | 0
11.4.4 | 4 mm2 4 - core armoured | m | 1 |  | 0
11.4.5 | 6 mm2 3 - core armoured | m | 1 |  | 0
11.4.6 | 10 mm2 4 - core armoured | m | 1 |  | 0
11.4.7 | 16 mm2 4 - core armoured | m | 1 |  | 0
11.4.8 | 25 mm2 3 - core armoured | m | 1 |  | 0
11.4.9 | 35 mm2 4 - core armoured | m | 1 |  | 0
11.5 | Cable Trenches Excavation, laying 150 mm bedding, backfilling in 150 mm layers, and stabilising to original of cable trench (600 mm wide x 1 m deep):
11.5.1 | Hard rock | m3 | 1 |  | 0
11.5.2 | Soft rock | m3 | 1 |  | 0
11.5.3 | Soil | m3 | 1 |  | 0
11.6 | General maintenance of electrical equipment as per Section 3 of the maintenance specification:
11.6.1 | Clean inside and outside of each panel (per panel) | no | 1 |  | 0
11.6.2 | Tighten all connections in panel (per panel) | no | 1 |  | 0
11.6.3 | Tighten connections in lock stop button box (per box) | no | 1 |  | 0
11.6.4 | Tighten connections in remote stop-start station box (per box) | no | 1 |  | 0
11.6.5 | Tighten connections in motor connection box, including thermal sensor wiring terminals (per box) | no | 1 |  | 0
11.6.6 | Tighten connections at instrument terminals (per instrument) | no | 1 |  | 0
11.6.7 | Repair ends of damaged conductors due to overheating at circuit breakers, contactors, overloads or motor terminals, including installation of ferrules, lugs, heatshrink materials or insulated sleeving:
11.6.7(a) | Conductor size up to 16 mm2, per terminal | no | 1 |  | 0
11.6.7(b) | Conductor sizes from 25 mm2 to 50 mm2 per terminal | no | 1 |  | 0
11.6.8 | Testing of single phase or three phase earth leakage unit | no | 1 |  | 0
11.6.9 | Testing of under/over-voltage relay or phase monitor relay per unit | no | 1 |  | 0
11.6.10 | Checking of all voltmeters and voltmeter switches for correct operation (per panel) | no | 1 |  | 0
11.6.11 | Logging of all motor running hour meter readings and trip data of electronic motor protection units on a site (per site) | no | 1 |  | 0
11.6.12 | Checking of all indicator lamps on panel (per panel) | no | 1 |  | 0
11.6.13 | Replacement of indicator lamps as follows:
11.6.13(a) | Incandescent lamps (per lamp) | no | 1 |  | 0
11.6.13(b) | LED type removable lamp | no | 1 |  | 0
11.6.13(c) | LED type, whole unit | no | 1 |  | 0
11.6.14 | Checking of all instrumentation fuses on a site (per site) | no | 1 |  | 0
11.6.15 | Replacement of blown fuses as follows:
11.6.15(a) | HRC up to 10A | no | 1 |  | 0
11.6.15(b) | HRC above 10A and up to 32A | no | 1 |  | 0
11.6.16 | Checking of all lightning arrestors on a site (per site) | no | 1 |  | 0
11.6.17 | Replacing of lightning arrestors as follows:
11.6.17(a) | Power surge arrestors - MOV type - 40 kA fault rating | no | 1 |  | 0
11.6.17(b) | Power surge arrestors - MOV type - 65 kA fault rating | no | 1 |  | 0
11.6.17(c) | Power surge arrestors - MOV type - 100 kA fault rating | no | 1 |  | 0
11.6.17(d) | Instrument signal surge arrestor - MOV type - 10 kA fault rating | no | 1 |  | 0
11.6.17(e) | Instrument signal surge arrestor - MOV type - 5 kA fault rating | no | 1 |  | 0
11.7 | Megger testing of 600/1 000 V cables with both ends of cables disconnected for the following sizes of cables:
11.7(a) | Cables with 3 to 7 cores up to 2,5 mm2, per cable | no | 1 |  | 0
11.7(b) | Cables with 3 to 4 cores from 4 mm2 to 25 mm2, per cable | no | 1 |  | 0
11.7(c) | Cables with 3 - 4 cores from 35 mm2 to 50 mm2, per cable | no | 1 |  | 0
11.8 | Supply and installation of PVC warning tape in top 300 mm of trench backfill | no | 1 |  | 0
11.9 | Supply and fitting of cable labels on ends of cable with strap-on type label with up to 10 digits on label (per label) | no | 1 |  | 0
11.1 | Testing and checking of motors, all sizes, and comparing current readings with current rating of motor and logging of data as follows per motor: | no | 1 |  | 0
11.10.1 | Megger between phases and phases to earth and log data (per motor) | no | 1 |  | 0
11.11 | Maintenance of panels, executing the following various tasks per unit of equipment:
11.11.1 | Inspecting of circuit breakers and testing to see that circuit breakers can handle the current of the particular circuit without tripping under normal load conditions and under transient conditions of motor starting for all sizes and types of circuit breakers, single pole and triple pole, as well as checking for overheating of circuit breakers (per panel) | no | 1 |  | 0
11.11.2 | Inspecting contactors and measuring outgoing voltages to determine if contactors are closing properly and that one or more phase contacts are not malfunctioning or that the contactor is not overheating (per contactor) | no | 1 |  | 0
11.11.3 | Checking that overloads are of correct rating and that setting i correct for the rating of the motor protected with overload. Also check for malfunctioning of overload and nuisance tripping as ell as overheating of overloads. Check that overload is not set for "Auto" reset (per panel) | no | 1 |  | 0
11.11.4 | Checking and setting of star-delta starter for proper changeover of star-to-delta (per timer) | no | 1 |  | 0
11.12 | Equipment Supply, installation, connection, testing and commis-sioning of the following equipment for distribution boards or motor controls:
11.12.1 | 100 A TP on-load isolator | no | 1 |  | 0
11.12.2 | 100 - 250 A TP on-load isolator | no | 1 |  | 0
11.12.3 | 10 - 10 A SP mcb (5 kA) | no | 1 |  | 0
11.12.4 | 15 - 100 A TP mcb (5 kA) | no | 1 |  | 0
11.12.5 | 125 - 250 A TP mcb (10 kA) (with replaceable trip unit) | no | 1 |  | 0
11.12.6 | Replacing set of 3 contacts in the following sizes of contractors:
11.12.6(a) | 4 kW AC-3 rating contactor | set | 1 |  | 0
11.12.6(b) | 5,5 kW AC-3 rating contactor | set | 1 |  | 0
11.12.6(c) | 7,5 kW AC-3 rating contactor | set | 1 |  | 0
11.12.6(d) | 11 kW AC-3 rating contactor | set | 1 |  | 0
11.12.6(e) | 15 kW AC-3 rating contactor | set | 1 |  | 0
11.12.6(f) | 18,5 kW AC-3 rating contactor | set | 1 |  | 0
11.12.6(g) | 22 kW AC-3 rating contactor | set | 1 |  | 0
11.12.6(h) | 30 kW AC-3 rating contactor | set | 1 |  | 0
11.12.7 | Replacing coil in the following sizes of contactors:
11.12.7(a) | 4 kW AC-3 rating contactor | no | 1 |  | 0
11.12.7(b) | 5,5 kW AC-3 rating contactor | no | 1 |  | 0
11.12.7(c) | 7,5 kW AC-3 rating contactor | no | 1 |  | 0
11.12.7(d) | 11 kW AC-3 rating contactor | no | 1 |  | 0
11.12.7(e) | 15 kW AC-3 rating contactor | no | 1 |  | 0
11.12.7(f) | 18,5 kW AC-3 rating contactor | no | 1 |  | 0
11.12.7(g) | 22 kW AC-3 rating contactor | no | 1 |  | 0
11.12.8 | Replacing of complete contactor for the following sizes of contactors, inclusive of removal of old unit and all re-connections:
| 2.4 kW AC-3 rating contactor | no | 1 |  | 0
| 3 kW AC-3 rating contactor | no | 1 |  | 0
| 4 kW AC-3 rating contactor | no | 1 |  | 0
| 5,5 kW AC-3 rating contactor | no | 1 |  | 0
| 7,5 kW AC-3 rating contactor | no | 1 |  | 0
| 11 kW AC-3 rating contactor | no | 1 |  | 0
| 15 kW AC-3 rating contactor | no | 1 |  | 0
| 18,5 kW AC-3 rating contactor | no | 1 |  | 0
| 22 kW AC-3 rating contactor | no | 1 |  | 0
| 30 kW AC-3 rating contactor | no | 1 |  | 0
11.12.9 | Replacing of adjustable overloads on contactors for the following sizes:
11.12.9(a) | 8 - 18 A | set | 1 |  | 0
11.12.9(b) | 17 - 40 A | set | 1 |  | 0
11.12.9(c) | 38 - 63 A | set | 1 |  | 0
11.12.10 | Replace star-delta timer for starter contactors as follows:
11.12.10(a) | Electronic type | no | 1 |  | 0
11.12.10(b) | Magnetic type | no | 1 |  | 0
11.12.10(c) | Vacuum type | no | 1 |  | 0
11.12.11 | Changeover switch
| 30A 40A | no | 1 |  | 0
| 70A 80A | no | 1 |  | 0
| 100A | no | 1 |  | 0
11.13 | As-built drawings Drawing up and delivery of five sets of "As Built" drawings of panel to the Department for the following:
11.13.1 | 12-way power distribution board (per board) | no | 1 |  | 0
11.13.2 | 24-way power distribution board (per board) | no | 1 |  | 0
11.13.3 | Motor supply panel with main incoming panel and up to 2 starters (per panel) | no | 1 |  | 0
11.13.4 | Motor control centre with main incoming panel and up to 4 starters (per MCC) | no
|  |  | 1 |  | 0
11.14 | General call out rates | hour | 1 |  | 0
11.14.1 | Normal hours | hour | 1 |  | 0
11.14.2 | After hours | hour | 1 |  | 0
11.15 | Mark-up rates
11.15.1 | Percentage mark-up on rates listed on term contracts | % |  | %
11.15.2 | Percentage mark-up on items (with attached invoices) approved by the Employer or his representative for materials, (other than those set out in this list) used in the execution of work ordered by the Employer | % |  | %
11.16 | Tip trucks
11.16(a) | 6 m3 | km | 1 |  | 0
11.16(b) | 10 m3 | km | 1 |  | 0
11.17 | Flat bed trucks
11.17(a) | 5t | km | 1 |  | 0
11.17(b) | 7t | km | 1 |  | 0
11.18 | LDV
11.18(a) | 2x4WD | km | 1 |  | 0
11.18(b) | 4x4WD | km | 1 |  | 0
| SUBTOTAL |  |  | R | R
| TOTAL SCHEDULE 12 CARRIED FORWARD TO SUMMARY |  |  | R | R
Note: BID price must include value added tax.

## S12 DIESEL ENGINES LISTER LV1
SCHEDULE 12: DIESEL ENGINES: LISTER LV1
Item No | Description | Unit | Qty | Rate | Amount
12.1 | SERVICE PART NUMBER (TERM CONTRACT)
12.1.1 | Fuel Filter 201-13117 | Part | 1 |  | 0
12.1.2 | Oil Filter N/A | Part | 1 |  | 0
12.1.3 | Air Filter 601-31350 | Part | 1 |  | 0
12.1.4 | Labour | Hour | 1 |  | 0
12.1.5 | Lubrication | Sum |  |  | 0
12.1.6 | W/Shop Cons | Sum |  |  | 0
12.2 | MAJOR SERVICE
12.2.1 | Gasket Set 657-28576 | Part | 1 |  | 0
12.2.2 | Main Bearing Seal 601-35670 | Part | 1 |  | 0
12.2.3 | Timing Cover Seal 601-39550 | Part | 1 |  | 0
12.2.4 | Nozzle 601-37020 | Part | 1 |  | 0
12.2.5 | Pump Element 660-14180 | Part | 1 |  | 0
12.2.6 | Delivery Valve 660-14270 | Part | 1 |  | 0
12.2.7 | Delivery Valve Washer | Part | 1 |  | 0
12.2.8 | Oil Pump Kit 601-50170 | Part | 1 |  | 0
12.2.9 | Oil Filter | Part | 1 |  | 0
12.2.10 | Air Filter 601-31350 | Part | 1 |  | 0
12.2.11 | Fuel Filter 201-13117 | Part | 1 |  | 0
WORKSHOP LABOUR:
12.2.12 | Repair Pump/Injector | Sum | 1 |  | 0
12.2.13 | Strip & Assemble | Sum | 1 |  | 0
12.2.14 | Dyno Test | Hour | 1 |  | 0
12.2.15 | Respray Engine | Sum | 1 |  | 0
CONSUMABLES: Workshop Material
12.2.16 | (Cloths etc.) | Sum | 1 |  | 0
12.2.17 | Engine Oil | Litre | 1 |  | 0
12.2.18 | Paint & Thinners | Sum | 1 |  | 0
SUBTOTAL
12.3.1 | Piston & Ring Set 601-51145 | Part | 1 |  | 0
12.3.2 | Mains 601-30060/601-30061 | Part | 2 |  | 0
12.3.3 | Big Ends 601-50420 | Part | 1 |  | 0
12.3.4 | Thrust Washer 201-12380 | Part | 1 |  | 0
12.3.5 | Cam Bearing 601-21670 | Part | 2 |  | 0
12.3.6 | Small Ends 601-30150 | Part | 1 |  | 0
12.3.7 | Gasket Set 657-28576 | Part | 1 |  | 0
12.3.8 | Main Bearing Seal 601-35670 | Part | 1 |  | 0
12.3.9 | Timing Cover Seal 601-39550 | Part | 1 |  | 0
12.3.10 | Nozzle 601-37020 | Part | 1 |  | 0
12.3.11 | Pump Element 660-14180 | Part | 1 |  | 0
12.3.12 | Delivery Valve 660-14270 | Part | 1 |  | 0
12.3.13 | Delivery Valve Washer | Part | 1 |  | 0
12.3.14 | Oil Pump Kit 601-50170 | Part | 1 |  | 0
12.3.15 | Oil Filter | Part | 1 |  | 0
12.3.16 | Air Filter 601-31350 | Part | 1 |  | 0
12.3.17 | Fuel Filter 201-13117 | Part | 1 |  | 0
12.3.18 | Inlet Valve 601-30361 | Part | 1 |  | 0
12.3.19 | Exhaust Valve 601-30372 | Part | 1 |  | 0
12.3.20 | Valve Springs 601-30221 | Part | 2 |  | 0
12.3.21 | Valve Guides 601-30402/601-30321 | Part | 2 |  | 0
ENGINEERING WORKS:
12.3.22 | Grind Crankshaft | Sum | 1 |  | 0
12.3.23 | Polish Crankshaft | Sum | 1 |  | 0
12.3.24 | Rebore/hone Block | Sum | 1 |  | 0
12.3.25 | Face Valves | Sum | 1 |  | 0
12.3.26 | Face Seats | Sum | 1 |  | 0
12.3.27 | Fit Valve Guides | Sum | 1 |  | 0
12.3.28 | Resize Conrods | Sum | 1 |  | 0
12.3.29 | Fit & Match Small Ends | Sum | 1 |  | 0
12.3.30 | Fit Cam Bushes | Sum | 1 |  | 0
12.3.31 | Grind Valves | Sum | 1 |  | 0
12.3.32 | Repair Pump/Injector | Sum | 1 |  | 0
WORKSHOP LABOUR:
12.3.33 | Strip & Assemble | Sum | 1 |  | 0
12.3.34 | Dyno-Test | Hour | 1 |  | 0
12.3.35 | Respray Engine | Sum | 1 |  | 0
CONSUMABLES: Workshop Material
12.3.36 | (Cloths etc.) | Sum | 1 |  | 0
12.3.37 | Engine oil | Litre | 1 |  | 0
12.3.38 | Paint & thinners | Sum | 1 |  | 0
SUBTOTAL
CLUTCHES (Overhaul clutch) Materials Used
12.3.39 | Shoes 125-1003 | Part | 2 |  | 0
12.3.40 | Springs 125-1201 (1000RPM) | Part | 2 |  | 0
12.3.41 | Workshop Labour | Hour | 1 |  | 0
12.3.42 | New clutch | Part | 1 |  | 0
SUBTOTAL
12.4 | MARK-UP RATES
12.4.1 | Percentage mark-up on rates listed on term contracts | %
12.4.2 | Percentage mark-up on items approved by the client or his representative with attached invoices for material used | %
12.5 | Tip trucks
12.5(a) | 6 m³ | km | 1 |  | 0
12.5(b) | 10 m³ | km | 1 |  | 0
12.6 | Flat bed trucks
12.6(a) | 5t | km | 1 |  | 0
12.6(b) | 7t | km | 1 |  | 0
12.7 | LDV
12.7(a) | 2x4WD | km | 1 |  | 0
12.7(b) | 4x4WD | km
| SUBTOTAL |  |  | R | R
| TOTAL SCHEDULE 12 CARRIED FORWARD TO SUMMARY |  |  | R | R
Note: BID price must include value added tax.

## S13 DIESEL ENGINES LISTER TR1
SCHEDULE 13: DIESEL ENGINES: LISTER TR1
Item No | Description | Part Number (Term Contract) | Unit | Qty | Rate | Amount
13.1 | SERVICE
13.1.1 | 13.1.1 Fuel Filter | 751-18100 | Part | 1 |  | 0
13.1.2 | 13.1.2 Oil Filter | 201-55370 | Part | 1 |  | 0
13.1.3 | 13.1.3 Air Filter | 366-06227 | Part | 1 |  | 0
13.1.4 | 13.1.4 Labour |  | Hour | 1 |  | 0
13.1.5 | 13.1.5 Lubrication |  | Sum |  |  | 0
13.1.6 | 13.1.6 W/Shop Cons |  | Sum |  |  | 0
SUBTOTAL
13.2 | 13.2 MAJOR SERVICE
13.2.1 | 13.2.1 Gasket Set | 657-32681 | Part | 1 |  | 0
13.2.2 | 13.2.2 Main Bearing Seal | 201-41940 | Part | 1 |  | 0
13.2.3 | 13.2.3 Timing Cover Seal | 601-39550 | Part | 1 |  | 0
13.2.4 | 13.2.4 Nozzle | 201-47092 | Part | 1 |  | 0
13.2.5 | 13.2.5 Pump Element | 660-14260 | Part | 1 |  | 0
13.2.6 | 13.2.6 Delivery Valve | 660-14270 | Part | 1 |  | 0
13.2.7 | 13.2.7 Delivery Valve Washer |  | Part | 1 |  | 0
13.2.8 | 13.2.8 Oil Pump Kit | 570-32670 | Part | 1 |  | 0
13.2.9 | 13.2.9 Oil Filter | 201-5537 0 | Part | 1 |  | 0
13.2.10 | 13.2.10 Air Filter | 366-06227 | Part | 1 |  | 0
13.2.11 | 13.2.11 Fuel Filter | 751-18100 | Part | 1 |  | 0
WORKSHOP LABOUR:
13.2.12 | 13.2.12 Repair Pump/Injector |  | Sum | 1 |  | 0
13.2.13 | 13.2.13 Strip & Assemble |  | Sum | 1 |  | 0
13.2.14 | 13.2.14 Dyno Test |  | Hour | 1 |  | 0
13.2.15 | 13.2.15 Respray Engine |  | Sum | 1 |  | 0
CONSUMABLES: Workshop Material
13.2.16 | 13.2.16 (Cloths etc.) |  | Sum | 1 |  | 0
13.2.17 | 13.2.17 Engine Oil |  | Litre | 1 |  | 0
13.2.18 | 13.2.18 Paint & Thinner |  | Sum | 1 |  | 0
SUBTOTAL
13.3 | OVERHEAUL ENGINE
13.3.1 | Piston & Ring Set | 570-12840 | Part | 1 |  | 0
13.3.2 | Mains | 570-30010/570-30011 | Part | 2 |  | 0
13.3.3 | Big Ends | 570-31370 | Part | 1 |  | 0
13.3.4 | Thrust Washer | 570-31360 | Part | 1 |  | 0
13.3.5 | Cam Bearing | 201-30250/201-30670 | Part | 2 |  | 0
13.3.6 | Small Ends | 201-441950 | Part | 1 |  | 0
13.3.7 | Gasket Set | 657-32681 | Part | 1 |  | 0
13.3.8 | Main Bearing Seal | 201-41940 | Part | 1 |  | 0
13.3.9 | Timing Cover Seal | 601-39550 | Part | 1 |  | 0
13.3.10 | Nozzle | 201-47092 | Part | 1 |  | 0
13.3.11 | Pump Element | 660-14260 | Part | 1 |  | 0
13.3.12 | Deliver Valve | 660-14270 | Part | 1 |  | 0
13.3.13 | Delivery Valve Washer |  | Part | 1 |  | 0
13.3.14 | Oil Pump Kit | 570-32670 | Part | 1 |  | 0
13.3.15 | Oil Filter | 201-55370 | Part | 1 |  | 0
13.3.16 | Air Filter | 366-06227 | Part | 1 |  | 0
13.3.17 | Fuel Filter | 751-18100 | Part | 1 |  | 0
13.3.18 | Inlet Valve | 201-30040 | Part | 1 |  | 0
13.3.19 | Exhaust Valve | 201-30051 | Part | 1 |  | 0
13.3.20 | Valve Springs | 201-300080 | Part | 2 |  | 0
13.3.21 | Valve Guides | 201-30181/201-30171 | Part | 2 |  | 0
ENGINEERING WORKS:
13.3.22 | Grind Crankshaft |  | Sum | 1 |  | 0
13.3.23 | Polish Crankshaft |  | Sum | 1 |  | 0
13.3.24 | Rebore/hone block |  | Sum | 1 |  | 0
13.3.25 | Face Valves | Each | Sum | 1 |  | 0
13.3.26 | Face Seats | Each | Sum | 1 |  | 0
13.3.27 | Fit Valve Guides | Each | Sum | 1 |  | 0
13.3.28 | Resize Conrods | Each | Sum | 1 |  | 0
13.3.29 | Fit & Match Small Ends | Each | Sum | 1 |  | 0
13.3.30 | Fit Cam Bushes | Each | Sum | 1 |  | 0
13.3.31 | Grind Valves | Each | Sum | 1 |  | 0
13.3.32 | Repair Pump/Injector | Each | Sum | 1 |  | 0
WORKSHOP LABOUR:
13.3.33 | Strip & Assemble |  | Sum | 1 |  | 0
13.3.34 | Dyno-Test |  | Hour | 1 |  | 0
13.3.35 | Respray Engine |  | Sum | 1 |  | 0
CONSUMABLES: Workshop Material
13.3.36 | (Cloths etc.) |  | Sum | 1 |  | 0
13.3.37 | Engine Oil |  | Litre | 1 |  | 0
13.3.38 | Paint & Thinners |  | Sum | 1 |  | 0
CLUTCHES: Overhaul clutch Material used
13.3.39 | Shoes | 125-1003 | Part | 2 |  | 0
SUBTOTAL | SUBTOTAL | CARRIED FORWARD; BROUGHT FORWARD
13.3.40 | Springs | 125-1201 (1000RPM) | Part | 2 |  | 0
13.3.41 | Workshop Labour |  | Hour | 1 |  | 0
13.3.42 | New clutch |  | Part | 1 |  | 0
SUBTOTAL | SUBTOTAL | SUBTOTAL | SUBTOTAL
13.4 | MARKUP RATES
13.4.1 | Percentage mark-up on rates listed on term contracts | %
13.4.2 | Percentage mark-up on items approved by the client or his representative with attached invoices for material used | %
13.5 | Flat bed truck
13.5(a) | 5t | km | 1
13.5(b) | 7t | km | 1
13.6 | LDV
13.6(a) | 2 x 4WD | km | 1
13.6(b) | 4 x 4WD | km | 1
| SUBTOTAL |  |  |  | R | R
| SCHEDULE 13 CARRIED FORWARD TO SUMMARY |  |  |  | R | R
Note: BID price must include value added tax.

## S14 DIESEL ENGINES LISTER TR2
SCHEDULE 14: DIESEL ENGINES: LISTER TR2
Item No | Description | Part Number | Unit | Qty | Rate | Amount
14.1 | SERVICE
14.1.1 | Fuel Filter | 751-18100 | Part | 1 |  | 0
14.1.2 | Oil Filter | 201-55370 | Part | 1 |  | 0
14.1.3 | Air Filter | 366-06227 | Part | 1 |  | 0
14.1.4 | Labour |  | Hour | 1 |  | 0
14.1.5 | Lubrication |  | Sum |  |  | 0
14.1.6 | W/Shop Cons |  | Sum |  |  | 0
| SUBTOTAL PARTS: | BROUGHT FORWARD
14.2 | MAJOR SERVICE
14.2.1 | Gasket Set | 567-29511 | Part | 1 |  | 0
14.2.2 | Main Bearing Seal | 201-41920 | Part | 1 |  | 0
14.2.3 | Timing Cover Seal | 601-39550 | Part | 1 |  | 0
14.2.4 | Nozzle | 201-47092 | Part | 2 |  | 0
14.2.5 | Pump Element | 660-14260 | Part | 2 |  | 0
14.2.6 | Delivery Valve | 660-14270 | Part | 2 |  | 0
14.2.7 | Delivery Valve Washer |  | Part | 2 |  | 0
14.2.8 | Oil Pump Kit | 570-30680 | Part | 1 |  | 0
14.2.9 | Oil Filter | 201-55370 | Part | 1 |  | 0
14.2.10 | Air Filter | 366-06227 | Part | 1 |  | 0
14.2.11 | Fuel Filter | 751-18100 | Part | 1 |  | 0
WORKSHOP LABOUR:
14.2.12 | Repair Pump/Injector |  | Sum | 1 |  | 0
14.2.13 | Strip & Assemble |  | Sum | 1 |  | 0
14.2.14 | Dyno Test |  | Hour | 1 |  | 0
14.2.15 | Respray Engine |  | Sum | 1 |  | 0
CONSUMABLES:
14.2.16 | Workshop Material
14.2.17 | (Cloths etc.) |  | Sum | 1 |  | 0
14.2.18 | Engine Oil |  | Litre | 1 |  | 0
14.2.19 | Paint & Thinners |  | Sum | 1 |  | 0
| SUBTOTAL PARTS: | BROUGHT FORWARD | BROUGHT FORWARD
14.3 | 14.3 ENGINE OVERHAUL
14.3.1 | 14.3.1 Piston & Ring Set | 570-12840 | 570-12840 | Part |  | 0
14.3.2 | 14.3.2 Mains | 570-20010/570-30011/570-2990 | 570-20010/570-30011/570-2990 | Part |  | 0
14.3.3 | 14.3.3 Big Ends | 570-31370 | 570-31370 | Part |  | 0
14.3.4 | 14.3.4 Thrust Washer | 570-30360 | 570-30360 | Part |  | 0
14.3.5 | 14.3.5 Cam Bearing | 201-30250/201-50670/202-12070 | 201-30250/201-50670/202-12070 | Part |  | 0
14.3.6 | 14.3.6 Small Ends | 201-44950 | 201-44950 | Part |  | 0
14.3.7 | 14.3.7 Gasket Set | 657-29511 | 657-29511 | Part |  | 0
14.3.8 | 14.3.8 Main Bearing Seal | 201-41940 | 201-41940 | Part |  | 0
14.3.9 | 14.3.9 Timing Cover Seal | 601-39550 | 601-39550 | Part |  | 0
14.3.10 | 14.3.10 Nozzle | 201-47092 | 201-47092 | Part |  | 0
14.3.11 | 14.3.11 Pump Element | 660-14260 | 660-14260 | Part |  | 0
14.3.12 | 14.3.12 Delivery Valve | 660-14270 | 660-14270 | Part |  | 0
14.3.13 | 14.3.13 Delivery Valve Washer |  |  | Part |  | 0
14.3.14 | 14.3.14 Oil Pump Kit | 570-30680 | 570-30680 | Part |  | 0
14.3.15 | 14.3.15 Oil Filter | 201-55370 | 201-55370 | Part |  | 0
14.3.16 | 14.3.16 Air Filter | 366-06227 | 366-06227 | Part |  | 0
14.3.17 | 14.3.17 Fuel Filter | 751-18100 | 751-18100 | Part |  | 0
14.3.18 | 14.3.18 Inlet Valve | 751-18100 | 751-18100 | Part |  | 0
14.3.19 | 14.3.19 Exhaust Valve | 201-30070 | 201-30070 | Part |  | 0
14.3.20 | 14.3.20 Valve Springs | 201-30080 | 201-30080 | Part |  | 0
14.3.21 | 14.3.21 Valve Guides | 201-30181/201-30171 | 201-30181/201-30171 | Part |  | 0
| ENGINEERING WORKS: |  |  |  |  | 0
14.3.22 | 14.3.22 Grind Crankshaft |  |  | Sum |  | 0
14.3.23 | 14.3.23 Polish Crankshaft |  |  | Sum |  | 0
14.3.24 | 14.3.24 Rebore/hone block | Per cylinder | Per cylinder | Sum |  | 0
14.3.25 | 14.3.25 Face Valves | Each | Each | Sum |  | 0
14.3.26 | 14.3.26 Face Seats | Each | Each | Sum |  | 0
14.3.27 | 14.3.27 Fit Valve Guides | Each | Each | Sum |  | 0
14.3.28 | 14.3.28 Resize Conrods | Each | Each | Sum |  | 0
14.3.29 | 14.3.29 Fit & Match Small Ends | Each | Each | Sum |  | 0
14.3.30 | 14.3.30 Fit Cam Bushes | Each | Each | Sum |  | 0
14.3.31 | 14.3.31 Grind Valves | Each | Each | Sum |  | 0
14.3.32 | 14.3.32 Repair Pump/Injector | Each | Each | Sum |  | 0
| WORKSHOP LABOUR: |  |  |  |  | 0
14.3.33 | 14.3.33 Strip & Assemble |  |  | Sum |  | 0
14.3.34 | 14.3.34 Dyno-Test |  |  | Hour |  | 0
14.3.35 | 14.3.35 Respray Engine |  |  | Sum |  | 0
| CONSUMABLES: Workshop Material |  |  |  |  | 0
14.3.36 | 14.3.36 (Cloths etc.) |  |  | Sum |  | 0
14.3.37 | 14.3.37 Engine Oil |  |  | Litre |  | 0
14.3.38 | 14.3.38 Paint & Thinners |  |  | Sum |  | 0
| SUBTOTAL CARRIED FORWARD | SUBTOTAL CARRIED FORWARD | SUBTOTAL CARRIED FORWARD
| CLUTCHES: Overhaul Clutch Material used | BROUGHT FORWARD | BROUGHT FORWARD
14.3.39 | 14.3.39 Shoes | 125-1090 | 125-1090 | Part |  | 0
14.3.40 | 14.3.40 Springs | 125-1201 (1000RPM) | 125-1201 (1000RPM) | Part |  | 0
14.3.41 | 14.3.41 Workshop labour |  |  | Hour |  | 0
14.3.42 | 14.3.42 New clutch |  |  | Part |  | 0
SUBTOTAL
14.4 | 14.4 MARK-UP RATES | MARK-UP RATES | MARK-UP RATES
14.4.1 | 14.4.1 Percentage mark-up on rates listed on term contracts |  |  | %
14.4.2 | 14.4.2 Percentage mark-up on items approved by the client or his representative with attached invoices for material used | Percentage mark-up on items approved by the client or his representative with attached invoices for material used |  | %
14.5 | 14.5 Flat bed trucks | Flat bed trucks | Flat bed trucks
14.5(a) | 5t | (a) 5t | (a) 5t | km | 1 | 0
14.5(b) | 7t | (b) 7t | (b) 7t | km | 1 | 0
14.6 | 14.6 LDV | LDV | LDV
PSA15 | PSA15 (a) 2x4WD | (a) 2x4WD | (a) 2x4WD | km | 1 | 0
14.6(b) | 4x4WD | (b) 4x4WD | (b) 4x4WD | km | 1 | 0
| SUBTOTAL |  |  |  | R | 0
| TOTAL SCHEDULE 14 CARRIED FORWARD TO SUMMARY |  |  |  | R | 0
Note: BID price must include value added tax.

## S15 DIESEL ENGINES LISTER TR3
SCHEDULE 15: DIESEL ENGINES: LISTER TR3
Item No | Description | Part Number | Unit | Qty | Rate | Amount
15.1 | SERVICE
15.1.1 | Fuel Filter | 751-18100 | Part | 1 |  | 0
15.1.2 | Oil Filter | 201-55370 | Part | 1 |  | 0
15.1.3 | Air Filter | 366-07188 | Part | 1 |  | 0
15.1.4 | Labour |  | Hour | 1 |  | 0
15.1.5 | Lubrication |  | Sum |  |  | 0
15.1.6 | W/Shop Cons |  | Sum |  |  | 0
SUBTOTAL
15.2 | MAJOR SERVICE
15.2.1 | Gasket Set | 657-29531 | Part | 1 |  | 0
15.2.2 | Main Bearing Seal | 201-41940 | Part | 1 |  | 0
15.2.3 | Timing Cover Seal | 601-39550 | Part | 1 |  | 0
15.2.4 | Nozzle | 201-47092 | Part | 1 |  | 0
15.2.5 | Pump Element | 660-14260 | Part | 1 |  | 0
15.2.6 | Delivery Valve | 660-14270 | Part | 1 |  | 0
15.2.7 | Deliver Valve Washer |  | Part | 1 |  | 0
15.2.8 | Oil Pump Kit | 570-30680 | Part | 1 |  | 0
15.2.9 | Oil Filter | 201-55370 | Part | 1 |  | 0
15.2.10 | Air Filter | 366-07188 | Part | 1 |  | 0
15.2.11 | Fuel Filter | 751-18100 | Part | 1 |  | 0
15.2.12 | Inlet Valve | 201-30040 | Part | 1 |  | 0
15.2.13 | Exhaust Valve | 201-30051 | Part | 1 |  | 0
15.2.14 | Valve Spring | 201-30080 | Part | 1 |  | 0
15.2.15 | Valve Guides | 201-30181/201-30171 | Part | 1 |  | 0
| WORKSHOP LABOUR: |  |  | 1 |  | 0
15.2.16 | Repair Pump/Injector |  | Sum | 1 |  | 0
15.2.17 | Strip & Assemble |  | Sum | 1 |  | 0
15.2.18 | Dyno Test (After setting) |  | Hour | 1 |  | 0
15.2.19 | Respray Engine |  | Sum | 1 |  | 0
| CONSUMABLES: Workshop Material |  |  | 1 |  | 0
15.2.20 | (Cloths etc.) |  | Sum | 1 |  | 0
15.2.21 | Engine Oil |  | Litre | 1 |  | 0
15.2.22 | Paint & Thinners |  | Sum | 1 |  | 0
| SUBTOTAL |  |  | 1 |  | 0
15.3 | OVERHAUL |  |  | 1 |  | 0
|  |  |  | 1 |  | 0
15.3.1 | Piston & Ring Set | 570-12840 | Part | 1 |  | 0
15.3.2 | Mains | 570-12990/570-30010/570-30011 | Part | 1 |  | 0
15.3.3 | Big Ends | 570-31370 | Part | 1 |  | 0
15.3.4 | Thrust Washer | 570-31360 | Part | 1 |  | 0
15.3.5 | Cam Bearing | 201-30250/201-3067/202-12030 | Part | 1 |  | 0
15.3.6 | Small Ends | 201-44950 | Part | 1 |  | 0
15.3.7 | Gasket Set | 657-29531 | Part | 1 |  | 0
15.3.8 | Main Bearing Seal | 201-41940 | Part | 1 |  | 0
15.3.9 | Timing Cover Seal | 601-39550 | Part | 1 |  | 0
15.3.10 | Nozzle | 201-47092 | Part | 1 |  | 0
15.3.11 | Pump Element | 660-14260 | Part | 1 |  | 0
15.3.12 | Delivery Valve | 660-14270 | Part | 1 |  | 0
15.3.13 | Delivery Valve Washer |  | Part | 1 |  | 0
15.3.14 | Oil Pump Kit | 570-30680 | Part | 1 |  | 0
15.3.15 | Oil Filter | 201-55370 | Part | 1 |  | 0
15.3.16 | Air Filter | 366-07188 | Part | 1 |  | 0
15.3.17 | Fuel Filter | 751-18100 | Part | 1 |  | 0
15.3.18 | Inlet Valve | 201-30040 | Part | 1 |  | 0
15.3.19 | Exhaust Valve | 201-30051 | Part | 1 |  | 0
15.3.20 | Valve Springs | 201-30080 | Part | 1 |  | 0
15.3.21 | Valve Guides | 201-30181/201-30171 | Part | 1 |  | 0
| ENGINEERING WORKS: |  |  | 1 |  | 0
15.3.22 | Grind Crankshaft |  | Sum | 1 |  | 0
15.3.23 | Polish Crankshaft |  | Sum | 1 |  | 0
15.3.24 | Rebore/hone block | Per cylinder | Sum | 1 |  | 0
15.3.25 | Face Valves | Each | Sum | 1 |  | 0
15.3.26 | Face Seats | Each | Sum | 1 |  | 0
15.3.27 | Fit Valve Guides | Each | Sum | 1 |  | 0
15.3.28 | Resize Conrods | Each | Sum | 1 |  | 0
15.3.29 | Fit & Match Small Ends | Each | Sum | 1 |  | 0
15.3.30 | Fit Cam Bushes | Each | Sum | 1 |  | 0
15.3.31 | Grind Valves | Each | Sum | 1 |  | 0
15.3.32 | Repair Pump/Injector | Each | Sum | 1 |  | 0
| WORKSHOP LABOUR: |  |  | 1 |  | 0
15.3.33 | Strip & Assemble |  | Sum | 1 |  | 0
15.3.34 | Dyno-Test |  | Hour | 1 |  | 0
15.3.35 | Respray Engine |  | Sum | 1 |  | 0
| CONSUMABLES: Workshop Material |  |  | 1 |  | 0
15.3.36 | (Cloths etc.) |  | Sum | 1 |  | 0
15.3.37 | Engine Oil |  | Litre | 1 |  | 0
15.3.38 | Paint & Thinners |  | Sum | 1 |  | 0
| CLUTCHES: Overhaul clutch |  |  | 1 |  | 0
| Material used |  |  | 1 |  | 0
15.3.39 | Shoes | 125-1090 | Part | 1 |  | 0
| SUBTOTAL CARRIED FORWARD | SUBTOTAL CARRIED FORWARD
15.3.40 | Springs | 125-1201 (1000RPM) | Part | 1 |  | 0
15.3.41 | Workshop labour |  | Hour | 1 |  | 0
15.3.42 | New clutch |  | Part | 1 |  | 0
SUBTOTAL
15.4 | MARK-UPS | MARK-UPS
15.4.1 | Percentage mark-up on rates listed on term contracts | Percentage mark-up on rates listed on term contracts | %
15.4.2 | Percentage mark-up on items approved by the client or his representative with attached invoices for material used | Percentage mark-up on items approved by the client or his representative with attached invoices for material used | %
15.5 | Flat bed trucks | Flat bed trucks
15.5(a) | 5t | (a) 5t | km | 1 |  | 0
15.5(b) | 7t | (b) 7t | km | 1 |  | 0
15.6 | LDV | LDV
15.6(a) | 2x4WD | (a) 2x4WD | km | 1 |  | 0
15.6(b) | 4x4WD | (b) 4x4WD | km | 1 |  | 0
| SUBTOTAL |  |  |  | R | R
| TOTAL SCHEDULE 15 CARRIED FORWARD TO SUMMARY |  |  |  | R | R
Note: BID price must include value added tax.

## SUB-S1 PALISADE FENCING
SUB-SCHEDULE 1: PALISADE FENCING
Item No | Description | Unit | Qty | Rate | Amount
SUPPLY,DELIVERY AND INSTALLATION OF SECURITY FENCING AND THE SUPPLY OF ALL MATERIALS
1.1 | For work to be executed by nominated sub-contractor | Sum | 1 | 300000 | 300000
(Specialised)
1.1.1 | Overheads, charge and profit on item 1.1. | % | 150000 | %
1.2 | SITE CLEARING Clear and grub the fence line, 2m wide strip | km | 1 |  | 0
PRECAST CONCRETE PALISADE FENCING WITH GATE (he required concrete compressive strength in all prefabricated prestressed elements shall be a minimum of 40 Mpa at 28 days, determined in accordance with SABS method 863. All steel used for reinforcements in prefabricated elements shall be high yield steel with a minimum characteristic strength of 410 Mpa, and shall be free of rust, loose scale, flux, grease or oil substances and shall in general comply with SABS 920 and BS 4482. Stated Name of supplier: _________________________
1.2(a) | Palisade posts | No | 1 |  | 0
1.2(b) | Palisade beams | No | 1 |  | 0
1.2(c) | Palisade palos | No | 1 |  | 0
1.2(d) | 12 Dia x 120 mm bolts and nuts | No | 1 |  | 0
| (e ) Supply and install 2.4m high sliding security gate of 8000mm to match the fence | No | 1 |  | 0
1.2(f) | Razor wire on top of palisade fencing | m | 1 |  | 0
1.2(g) | Supply and install 2.4m high sliding security gate of 8000mm to match the fence | no | 1 |  | 0
1.3 | Percentage mark-up on items (with attached invoices | % |  | %
approved by the Employer or his representative for material, (other than those set out in this list) used in execution of work ordered by the Employer.
1.4 | Concrete Prescribed mix 1.3.6 (38) | m3 | 1 |  | 0
1.5 | Earthworks (small works) Restricted excavation
1.5.1 | (a) Excavate for restricted foundation, footlings and trenches in all materials and used for backfill or dispose | m3 | 1 |  | 0
1.6 | DAYWORKS LABOUR
1.6(a) | Contractor’s Representative | hr | 1 |  | 0
1.6(b) | Foreman, leader-hand | hr | 1 |  | 0
1.6(c) | Semi-skilled labourer | hr | 1 |  | 0
1.6(d) | Labourer | hr | 1 |  | 0
1.7 | Tip trucks
1.7(a) | 6 m3 | h | 1 |  | 0
1.7(b) | 10 m3 | h | 1 |  | 0
1.8 | Flat bed trucks
1.8(a) | 5t | km | 1 |  | 0
1.8(b) | 7t | km | 1 |  | 0
1.9 | LDV
1.9(a) | 2 x 4 WD | km | 1 |  | 0
1.9(b) | 4 x 4 WD | km | 1 |  | 0
| SUBTOTAL |  |  | R | R
| TOTAL PALISADE FENCING CARRIED FORWARD TO SUMMARY (AGRICULTURE) R |  |  | R | R
Note: BID price must include value added tax

## SUB-S1 PALISADE FENCING_1
SUB-SCHEDULE 1: PALISADE FENCING
Item No | Description | Unit | Qty | Rate | Amount
SUPPLY,DELIVERY AND INSTALLATION OF SECURITY FENCING AND THE SUPPLY OF ALL MATERIALS
1.1 | For work to be executed by nominated sub-contractor | Sum | 1 | 300000 | 300000
(Specialised)
1.1.1 | Overheads, charge and profit on item 1.1. | % | 150000 | %
1.2 | SITE CLEARING Clear and grub the fence line, 2m wide strip | km | 1 |  | 0
STEEL PALISADE FENCING WITH GATE (ALL MATERIAL AND WORKMANSHIP MUST COMPLY WITH THE REQUIREMENTS OF THE LATEST RELEVANT SANS SPECIFICATIONS. TRUCTURAL STEEL SHALL BE GRADE 300W UNLESS OTHERWISE INDICATED OR SPECIFIED. COLD FORMED SECTIONS SHALL BE MADE FROM COMMERCIAL QUALITY STEEL UNLESS OTHERWISE SPECIFIED. MATERIAL: LOW CARBON STEEL, STAINLESS STEEL. SURFACE TREATMENT: GALVANIZED, POWDER COATED. COMMON COLOR: BLACK, GREEN, BLUE, RED. FENCE PANEL LENGTH (POST CENTER): 2.75 M. MAXIMUM PALE SPACING: 155 MM FOR CORRUGATED PALES; 135 MM FOR ANGLE PALES. CORRUGATED PALE TYPE: W SECTION PALE, D SECTION PALE. FENCE GATE: SINGLE LEAF GATE OR DOUBLE LEAVES GATE. ACCESSORIES: FISHPLATES, POST CLAMPS, POST BRACKET, BOLTS AND NUTS.) Stated Name of supplier: _________________________
1.2(a) | Palisade posts | No | 1 |  | 0
1.2(b) | Palisade beams | No | 1 |  | 0
1.2(c) | Palisade palos | No | 1 |  | 0
1.2(d) | 12 Dia x 120 mm bolts and nuts | No | 1 |  | 0
1.2(e) | Supply and install 2.4m high sliding security gate of 8000mm to match the fence | No | 1 |  | 0
1.2(f) | Razor wire on top of palisade fencing | m | 1 |  | 0
1.2(g) | Supply and install 2.4m high sliding security gate of 4000mm to match the fence | no | 1 |  | 0
1.3 | Percentage mark-up on items (with attached invoices | % |  | %
approved by the Employer or his representative for material, (other than those set out in this list) used in execution of work ordered by the Employer.
1.4 | Concrete Prescribed mix 1.3.6 (38) | m³ | 1 |  | 0
1.5 | Earthworks (small works) Restricted excavation
1.5.1 | (a) Excavate for restricted foundation, footlings and trenches in all materials and used for backfill or dispose | m³ | 1 |  | 0
1.6 | DAYWORKS LABOUR
1.6(a) | Contractor’s Representative | hr | 1 |  | 0
1.6(b) | Foreman, leader-hand | hr | 1 |  | 0
1.6(c) | Semi-skilled labourer | hr | 1 |  | 0
1.6(d) | Labourer | hr | 1 |  | 0
1.7 | Tip trucks
1.7(a) | 6 m3 | h | 1 |  | 0
1.7(b) | 10 m3 | h | 1 |  | 0
1.8 | jh
1.8(a) | 5t | km | 1 |  | 0
1.8(b) | 7t | km | 1 |  | 0
1.8.1 | Supply and install a 2.4m high security Clear vu or simillar fencing with the following specification or simillar on Steep Slope 76.2mm x 12.7mm mesh aperture Wire diameter of 3mm horizontal and 4mm Vertical 4 Stiffening wire bend Galvanised coating after welding 600mm deep hole with 25Mpa Concrete | m | 1 |  | 0
1.8.2 | Supply and install 2.4m high sliding security gate of 8000mm to match the fence | no | 1 |  | 0
1.8.3. | Supply and install 2.4m high sliding security gate of 4000mm to match the fence | no | 1 |  | 0
1.9 | LDV
1.9(a) | 2 x 4 WD | km | 1 |  | 0
1.9(b) | 4 x 4 WD | km | 1 |  | 0
| SUBTOTAL |  |  | R | R
| TOTAL PALISADE FENCING CARRIED FORWARD TO SUMMARY R |  |  | R | R
Note: BID price must include value added tax